## BoQ1 (hidden)
Percentage BoQ
BoQ_Ver3.0 | Percentage | Normal | INR Only | INR
Select, At Par, Excess (+), Less (-) |  | IOCL
Tender Inviting Authority: The Additional Chief Engineer, W.B.P.H&.I.D.Corpn. Ltd.
Name of Work: Construction of Model Urban Police Station Building with Force Barrack and Canteen at A.J.C. Bose B. Garden P.S. under Howrah Police Commissionerate.
Contract No: WBPHIDCL/ACE/NIT- 102(e)/2018-2019 (3rd Call) For Sl. No. 2
Bidder Name :
PRICE SCHEDULE (This BOQ template must not be modified/replaced by the bidder and the same should be uploaded after filling the relevent columns, else the bidder is liable to be rejected for this tender. Bidders are allowed to enter the Bidder Name and Values only )
NUMBER # | TEXT # | TEXT # | NUMBER # | TEXT # | NUMBER | NUMBER | TEXT | TEXT # | NUMBER # | TEXT# | TEXT # | NUMBER # | NUMBER | NUMBER | NUMBER | NUMBER | TEXT | TEXT | NUMBER | NUMBER | NUMBER | NUMBER | TEXT | TEXT | NUMBER | NUMBER | NUMBER | NUMBER | TEXT | TEXT | NUMBER | NUMBER | NUMBER | NUMBER | TEXT | TEXT | NUMBER | NUMBER | NUMBER | NUMBER | TEXT | TEXT | NUMBER | NUMBER | NUMBER # | NUMBER # | TEXT | TEXT | NUMBER # | NUMBER # | DATE | NUMBER # | NUMBER # | TEXT #
Sl. No. | Item Description | Item Code / Make | Quantity | Units | Estimated Rate |  |  | Addition / Deduction | Addition / Deduction Values | Currency Convertion against each Item | Quoted Currency in INR / Other Currency | BASIC RATE In Figures To be entered by the Bidder Rs. P | Excise Duty | VAT | Freight Charges ( Unloading & Stacking) | Any Other Taxes/Duties/Levies |  |  | Other Taxes 2 | IIIrd Party i.e DGS&D / RITES etc Inspection Charges @0.34%+Service Tax | Less for Cenvat Credit,if any respect of Supplies Under full Excise Duty Category | [30 empty] | TOTAL AMOUNT With Taxes | TOTAL AMOUNT With Taxes | TOTAL AMOUNT In Words
1 | 2 | 3 | 4 | 5 | 6 | 7 | 8 | 9 | 10 | 11 | 12 | 13 | 14 | 15 | 16 | 17 | 18 | 19 | 20 | 21 | 22 | 23 | 24 | 25 | 26 | 27 | 28 | 29 | 30 | 31 | 32 | 33 | 34 | 35 | 36 | 37 | 38 | 39 | 40 | 41 | 42 | 43 | 44 | 45 | 46 | 47 | 48 | 49 | 50 | 51 | 52 | 53 | 54 | 55
1 | Civil works | BI01010001010000000000000515BI0100001112 | [52 empty] | 1 | Construction of chamber for 100mm sluices valve | item1 | 10 | 1 Nos
2 | Dismantling all types of masonry excepting cement concrete plain or reinforced, stacking serviceable materials at site and removing rubbish as directed within a lead of 75 m. a) In ground floor including roof. | BI01010001010000000000000515BI0100001113 | 20 | CuM. | 505.65 |  |  | Excess(+) | 1 | Full Conversion | INR | [40 empty] | 10113 | 10113 | INR Ten Thousand One Hundred & Thirteen Only | 2 | Construction of chamber for 100mm sluices valve | item3 | 10 | Nos
3 | Dismantling terraced roof in ground floor roof (including floor finish, if any.) taking out carefully tiles with beams, joists, tees or burgahs covering floor below, sorting and stacking sevicable materials at site and removing rubbish as directed within a lead of 75 m. (a) In Ground Floor including roof. | BI01010001010000000000000515BI0100001114 | 10 | SqM | 260.18 |  |  | Excess(+) | 1 | Full Conversion | INR | [40 empty] | 2601.8 | 2601.8 | INR Two Thousand Six Hundred & One and Paise Eighty Only | 2 | Construction of chamber for 100mm sluices valve | item3 | 10 | Nos
4 | Removalof rubbish,earth etc.from the working site and disposal of thesame beyond the compound ,inconformity with the Municipal/Corporation Rules for such disposal,loading in to truckand cleaning the site in all respect as per direction of Engineer in charge | BI01010001010000000000000515BI0100001115 | 40 | CuM. | 187.78 |  |  | Excess(+) | 1 | Full Conversion | INR | [40 empty] | 7511.2 | 7511.2 | INR Seven Thousand Five Hundred & Eleven and Paise Twenty Only | 2 | Construction of chamber for 100mm sluices valve | item3 | 10 | Nos
5 | Surface Dressing of the ground in any kind of soil including removing vegetation inequalities not exceeding 15 cm depth and disposal of the rubbish within a lead upto 75 m as directed. | BI01010001010000000000000515BI0100001116 | 851.5 | SqM | 11.31 |  |  | Excess(+) | 1 | Full Conversion | INR | [40 empty] | 9630.47 | 9630.47 | INR Nine Thousand Six Hundred & Thirty and Paise Forty Seven Only | 3 | Supplying, Conveying and fixing spls. Including ea | item4 | 10 | Nos
6 | Earth work in excavation of foundation trenches of drains, in all sorts of soil (including mixed soil but excluding laterite or sandstone) including removing spreading or stacking the spoils with in a lead of 75m. As directed. The item includes necessary trim-ming the sides of trenches, levelling, dressing and ramming the bottom, bailing out water etc. as required complete. Depth of excavation not execeeding 1,500 mm | BI01010001010000000000000515BI0100001117 | 675 | CuM. | 134.92 |  |  | Excess(+) | 1 | Full Conversion | INR | [40 empty] | 91071 | 91071 | INR Ninety One Thousand &Seventy One Only | 1.01 | Supplying, Conveying and fixing spls. Including eart | item1 | 123.223 | Nos
7 | Earth work in excavation of foundation trenches of drains, in all sorts of soil (including mixed soil but excluding laterite or sandstone) including removing spreading or stacking the spoils with in a lead of 75m. As directed. The item includes necessary trim-ming the sides of trenches, levelling, dressing and ramming the bottom, bailing out water etc. as required complete. Depth of excavation not execeeding 1,500 mm (b) Depth of excavation for additional depth beyond 1500 mm and upto 3000 mm but not requiring shoring. | BI01010001010000000000000515BI0100001118 | 35 | CuM. | 217.62 |  |  | Excess(+) | 1 | Full Conversion | INR | [40 empty] | 7616.7 | 7616.7 | INR Seven Thousand Six Hundred & Sixteen and Paise Seventy Only | 1.02 | Construction of chamber for 100mm sluice plates | item2 | 213 | Nos
8 | Earth work in filling in foundation trenches or plinth with good earth, in layer not exceeding 150mm including watering and ramming etc. layer by layer complete a) With earth obtained from excavation of foundation. | BI01010001010000000000000515BI0100001119 | 485.078 | CuM. | 87.71 |  |  | Excess(+) | 1 | Full Conversion | INR | [40 empty] | 42546.19 | 42546.19 | INR Forty Two Thousand Five Hundred & Forty Six and Paise Nineteen Only | 2 | Construction of chamber for 100mm sluices valve | item3 | 10 | Nos
9 | Filling in foundation or plinth by silver sand in layers not exceeding 150 mm as directed and consoliding the same by through saturation with water ramming complete including the cost of supply of sand (payment to be made on measurment of finished quantity) Flooring Base | BI01010001010000000000000515BI0100001120 | 241 | CuM. | 805.2 |  |  | Excess(+) | 1 | Full Conversion | INR | [40 empty] | 194053.2 | 194053.2 | INR One Lakh Ninety Four Thousand &Fifty Three and Paise Twenty Only | 2 | Construction of chamber for 100mm sluices valve | item3 | 10 | Nos
10 | Single brick flat soling of picked jhama bricks including ramming and dressing bed to proper level, and filling joints with powered or local sand. | BI01010001010000000000000515BI0100001121 | 1228 | SqM | 403.84 |  |  | Excess(+) | 1 | Full Conversion | INR | [40 empty] | 495915.52 | 495915.52 | INR Four Lakh Ninety Five Thousand Nine Hundred & Fifteen and Paise Fifty Two Only | 2 | Construction of chamber for 100mm sluices valve | item3 | 10 | Nos
11 | Cement concrete with graded stone ballast (40mm size) excluding shuttering in ground floor and foundation. (a) 1:3:6 proportion | BI01010001010000000000000515BI0100001122 | 131 | CuM. | 5556.45 |  |  | Excess(+) | 1 | Full Conversion | INR | [40 empty] | 727894.95 | 727894.95 | INR Seven Lakh Twenty Seven Thousand Eight Hundred & Ninety Four and Paise Ninety Five Only | 3 | Supplying, Conveying and fixing spls. Including ea | item4 | 10 | Nos
12 | Ordinary Cement concrete (mix 1:1.5:3) with graded stone chips (20 mm nominal size) excluding shuttering and reinforcement if any, in ground floor as per relevant IS codes. a) Pakur Variety FOUNDATION & GROUND FLOOR | BI01010001010000000000000515BI0100001123 | 504.8 | CuM. | 6962.92 |  |  | Excess(+) | 1 | Full Conversion | INR | [40 empty] | 3514882.02 | 3514882.02 | INR Thirty Five Lakh Fourteen Thousand Eight Hundred & Eighty Two and Paise Two Only
13 | Ordinary Cement concrete (mix 1:1.5:3) with graded stone chips (20 mm nominal size) excluding shuttering and reinforcement if any, in ground floor as per relevant IS codes. a) Pakur Variety FIRST FLOOR | BI01010001010000000000000515BI0100001124 | 211 | CuM. | 7070.38 |  |  | Excess(+) | 1 | Full Conversion | INR | [40 empty] | 1491850.18 | 1491850.18 | INR Fourteen Lakh Ninety One Thousand Eight Hundred & Fifty and Paise Eighteen Only
14 | Ordinary Cement concrete (mix 1:1.5:3) with graded stone chips (20 mm nominal size) excluding shuttering and reinforcement if any, in ground floor as per relevant IS codes. a) Pakur Variety SECOND FLOOR WITH MUMPTY ROOM OF BARRACK | BI01010001010000000000000515BI0100001125 | 75 | CuM. | 7177.85 |  |  | Excess(+) | 1 | Full Conversion | INR | [40 empty] | 538338.75 | 538338.75 | INR Five Lakh Thirty Eight Thousand Three Hundred & Thirty Eight and Paise Seventy Five Only
15 | Ordinary Cement concrete (mix 1:1.5:3) with graded stone chips (20 mm nominal size) excluding shuttering and reinforcement if any, in ground floor as per relevant IS codes. a) Pakur Variety MUMPTY ROOM | BI01010001010000000000000515BI0100001126 | 10 | CuM. | 7285.31 |  |  | Excess(+) | 1 | Full Conversion | INR | [40 empty] | 72853.1 | 72853.1 | INR Seventy Two Thousand Eight Hundred & Fifty Three and Paise Ten Only
16 | Hire and labour charges for shuttering with centreing and necessary staging up to 4m using approved stout props thick hard wood planks of approved thickness with required bracing for concrete slabs, beams, columns, linteles curved or straight including fitting, fixing and striking out after complition of works upto roof of GF c) Steel shuttering or 9 to 12 mm thick approved quality ply board shuttering in any concrete work. FOUNDATION & GROUND FLOOR | BI01010001010000000000000515BI0100001127 | 2399.38 | SqM. | 416.28 |  |  | Excess(+) | 1 | Full Conversion | INR | [40 empty] | 998813.91 | 998813.91 | INR Nine Lakh Ninety Eight Thousand Eight Hundred & Thirteen and Paise Ninety One Only
17 | Hire and labour charges for shuttering with centreing and necessary staging up to 4m using approved stout props thick hard wood planks of approved thickness with required bracing for concrete slabs, beams, columns, linteles curved or straight including fitting, fixing and striking out after complition of works upto roof of GF c) Steel shuttering or 9 to 12 mm thick approved quality ply board shuttering in any concrete work. FIRST FLOOR | BI01010001010000000000000515BI0100001128 | 1907.15 | SqM. | 436.64 |  |  | Excess(+) | 1 | Full Conversion | INR | [40 empty] | 832737.98 | 832737.98 | INR Eight Lakh Thirty Two Thousand Seven Hundred & Thirty Seven and Paise Ninety Eight Only
18 | Hire and labour charges for shuttering with centreing and necessary staging up to 4m using approved stout props thick hard wood planks of approved thickness with required bracing for concrete slabs, beams, columns, linteles curved or straight including fitting, fixing and striking out after complition of works upto roof of GF c) Steel shuttering or 9 to 12 mm thick approved quality ply board shuttering in any concrete work. SECOND FLOOR WITH MUMPTY ROOM OF BARRACK | BI01010001010000000000000515BI0100001129 | 629.95 | SqM. | 457 |  |  | Excess(+) | 1 | Full Conversion | INR | [40 empty] | 287887.15 | 287887.15 | INR Two Lakh Eighty Seven Thousand Eight Hundred & Eighty Seven and Paise Fifteen Only
19 | Hire and labour charges for shuttering with centreing and necessary staging up to 4m using approved stout props thick hard wood planks of approved thickness with required bracing for concrete slabs, beams, columns, linteles curved or straight including fitting, fixing and striking out after complition of works upto roof of GF c) Steel shuttering or 9 to 12 mm thick approved quality ply board shuttering in any concrete work. MUMPTY ROOM | BI01010001010000000000000515BI0100001130 | 100 | SqM. | 477.37 |  |  | Excess(+) | 1 | Full Conversion | INR | [40 empty] | 47737 | 47737 | INR Forty Seven Thousand Seven Hundred & Thirty Seven Only
20 | Reinforcement for reinforced concrete work in all sorts structure including distribution bars, stirrups, binders etc. including of rods initial straightening and removal of loose rust (if necessary), cutting to requisite length , hooking and bending with 16 gauge black annealed wire at every inter section, complete as per drawing and direction. FOUNDATION & GROUND FLOOR | BI01010001010000000000000515BI0100001131 | 46.4 | M.T. | 80619.49 |  |  | Excess(+) | 1 | Full Conversion | INR | [40 empty] | 3740744.34 | 3740744.34 | INR Thirty Seven Lakh Forty Thousand Seven Hundred & Forty Four and Paise Thirty Four Only
21 | Reinforcement for reinforced concrete work in all sorts structure including distribution bars, stirrups, binders etc. including of rods initial straightening and removal of loose rust (if necessary), cutting to requisite length , hooking and bending with 16 gauge black annealed wire at every inter section, complete as per drawing and direction. FIRST FLOOR | BI01010001010000000000000515BI0100001132 | 22.79 | M.T. | 81105.91 |  |  | Excess(+) | 1 | Full Conversion | INR | [40 empty] | 1848403.69 | 1848403.69 | INR Eighteen Lakh Forty Eight Thousand Four Hundred & Three and Paise Sixty Nine Only
22 | Reinforcement for reinforced concrete work in all sorts structure including distribution bars, stirrups, binders etc. including of rods initial straightening and removal of loose rust (if necessary), cutting to requisite length , hooking and bending with 16 gauge black annealed wire at every inter section, complete as per drawing and direction. SECOND FLOOR WITH MUMPTY ROOM OF BARRACK | BI01010001010000000000000515BI0100001133 | 8.2 | M.T. | 81592.32 |  |  | Excess(+) | 1 | Full Conversion | INR | [40 empty] | 669057.02 | 669057.02 | INR Six Lakh Sixty Nine Thousand &Fifty Seven and Paise Two Only
23 | Reinforcement for reinforced concrete work in all sorts structure including distribution bars, stirrups, binders etc. including of rods initial straightening and removal of loose rust (if necessary), cutting to requisite length , hooking and bending with 16 gauge black annealed wire at every inter section, complete as per drawing and direction. MUMPTY ROOM | BI01010001010000000000000515BI0100001134 | 1.8 | M.T. | 82078.74 |  |  | Excess(+) | 1 | Full Conversion | INR | [40 empty] | 147741.73 | 147741.73 | INR One Lakh Forty Seven Thousand Seven Hundred & Forty One and Paise Seventy Three Only
24 | Brick work with 1st class bricks in cement mortar (1:6) (a) In foundation and plinth | BI01010001010000000000000515BI0100001135 | 9 | CuM. | 5986.31 |  |  | Excess(+) | 1 | Full Conversion | INR | [40 empty] | 53876.79 | 53876.79 | INR Fifty Three Thousand Eight Hundred & Seventy Six and Paise Seventy Nine Only
25 | Brick work with 1st class bricks in cement mortar (1:6) GROUND FLOOR | BI01010001010000000000000515BI0100001136 | 16 | CuM. | 6111.87 |  |  | Excess(+) | 1 | Full Conversion | INR | [40 empty] | 97789.92 | 97789.92 | INR Ninety Seven Thousand Seven Hundred & Eighty Nine and Paise Ninety Two Only
26 | Brick work with 1st class bricks in cement mortar (1:6) FIRST FLOOR | BI01010001010000000000000515BI0100001137 | 8 | CuM. | 6237.44 |  |  | Excess(+) | 1 | Full Conversion | INR | [40 empty] | 49899.52 | 49899.52 | INR Forty Nine Thousand Eight Hundred & Ninety Nine and Paise Fifty Two Only
27 | Brick work with 1st class bricks in cement mortar (1:6) SECOND FLOOR WITH MUMPTY ROOM OF BARRACK | BI01010001010000000000000515BI0100001138 | 6 | CuM. | 6363 |  |  | Excess(+) | 1 | Full Conversion | INR | [40 empty] | 38178 | 38178 | INR Thirty Eight Thousand One Hundred & Seventy Eight Only
28 | Brick work with 1st class bricks in cement mortar (1:6) MUMPTY ROOM | BI01010001010000000000000515BI0100001139 | 3 | CuM. | 6488.56 |  |  | Excess(+) | 1 | Full Conversion | INR | [40 empty] | 19465.68 | 19465.68 | INR Nineteen Thousand Four Hundred & Sixty Five and Paise Sixty Eight Only
29 | Brick work with 1st class modular bricks in cement mortar (1:6) (a) In foundation and plinth | BI01010001010000000000000515BI0100001140 | 45 | CuM. | 5232.93 |  |  | Excess(+) | 1 | Full Conversion | INR | [40 empty] | 235481.85 | 235481.85 | INR Two Lakh Thirty Five Thousand Four Hundred & Eighty One and Paise Eighty Five Only
30 | Brick work with 1st class modular bricks in cement mortar (1:6) GROUND FLOOR (Super Structure) | BI01010001010000000000000515BI0100001141 | 126 | CuM. | 5358.49 |  |  | Excess(+) | 1 | Full Conversion | INR | [40 empty] | 675169.74 | 675169.74 | INR Six Lakh Seventy Five Thousand One Hundred & Sixty Nine and Paise Seventy Four Only
31 | Brick work with 1st class modular bricks in cement mortar (1:6) FIRST FLOOR | BI01010001010000000000000515BI0100001142 | 92 | CuM. | 5484.06 |  |  | Excess(+) | 1 | Full Conversion | INR | [40 empty] | 504533.52 | 504533.52 | INR Five Lakh Four Thousand Five Hundred & Thirty Three and Paise Fifty Two Only
32 | Brick work with 1st class modular bricks in cement mortar (1:6) SECOND FLOOR WITH MUMPTY ROOM OF BARRACK | BI01010001010000000000000515BI0100001143 | 55 | CuM. | 5609.62 |  |  | Excess(+) | 1 | Full Conversion | INR | [40 empty] | 308529.1 | 308529.1 | INR Three Lakh Eight Thousand Five Hundred & Twenty Nine and Paise Ten Only
33 | Brick work with 1st class modular bricks in cement mortar (1:6) MUMPTY ROOM | BI01010001010000000000000515BI0100001144 | 10 | CuM. | 5735.18 |  |  | Excess(+) | 1 | Full Conversion | INR | [40 empty] | 57351.8 | 57351.8 | INR Fifty Seven Thousand Three Hundred & Fifty One and Paise Eighty Only
34 | 125 mm. thick brick work with 1st class bricks in cement mortar (1:4)in GROUND FLOOR | BI01010001010000000000000515BI0100001145 | 674 | SqM | 816.73 |  |  | Excess(+) | 1 | Full Conversion | INR | [40 empty] | 550476.02 | 550476.02 | INR Five Lakh Fifty Thousand Four Hundred & Seventy Six and Paise Two Only
35 | 125 mm. thick brick work with 1st class bricks in cement mortar (1:4)in FIRST FLOOR | BI01010001010000000000000515BI0100001146 | 600 | Sqm | 830.3 |  |  | Excess(+) | 1 | Full Conversion | INR | [40 empty] | 498180 | 498180 | INR Four Lakh Ninety Eight Thousand One Hundred & Eighty Only
36 | 125 mm. thick brick work with 1st class bricks in cement mortar (1:4)in SECOND FLOOR WITH MUMPTY ROOM OF BARRACK | BI01010001010000000000000515BI0100001147 | 340 | Sqm | 843.88 |  |  | Excess(+) | 1 | Full Conversion | INR | [40 empty] | 286919.2 | 286919.2 | INR Two Lakh Eighty Six Thousand Nine Hundred & Nineteen and Paise Twenty Only
37 | 125 mm. thick brick work with 1st class bricks in cement mortar (1:4)in PARAPET WALL | BI01010001010000000000000515BI0100001148 | 120 | Sqm | 857.45 |  |  | Excess(+) | 1 | Full Conversion | INR | [40 empty] | 102894 | 102894 | INR One Lakh Two Thousand Eight Hundred & Ninety Four Only
38 | 25mm. thick damp proof course with cement concrete with stone chips (1:1.5:3) [with graded stone aggregate 10 mm nominal size] and admixture of water proofing compound as per manufacturer's specification followed by two coat of polymer based paint, (1st coat after 4 to 5 days of concrete laying and 2 nd coat just before brick masonry work) as directed (cost of water proofing compound & polymer based paint to be paid separately).( Chequering not required over concrete or painted surface). [Note: - Waterproofing as per item NO 60, polymer based paint as per item 59 (a) of Section (C). | BI01010001010000000000000515BI0100001149 | 145 | SqM | 214.93 |  |  | Excess(+) | 1 | Full Conversion | INR | [40 empty] | 31164.85 | 31164.85 | INR Thirty One Thousand One Hundred & Sixty Four and Paise Eighty Five Only
39 | Supplying and laying Polythene Sheet (150gm / sq.m.) over damp proof course or below flooring or roof terracing or in foundation or in foundation trenches. | BI01010001010000000000000515BI0100001150 | 840 | SqM | 27.15 |  |  | Excess(+) | 1 | Full Conversion | INR | [40 empty] | 22806 | 22806 | INR Twenty Two Thousand Eight Hundred & Six Only
40 | Labour for Chipping of concrete surface before taking up Plastering work. | BI01010001010000000000000515BI0100001151 | 3600 | Sqm | 23.76 |  |  | Excess(+) | 1 | Full Conversion | INR | [40 empty] | 85536 | 85536 | INR Eighty Five Thousand Five Hundred & Thirty Six Only
41 | Wood work in door and window frame fitted and fixed in position complete including a protective coat of painting at the contact surface of the frame exluding cost of concrete, Iron Butt Hinges and M.S clamps. (The quantum should be correted upto three decimals). Sal : Malaysian Sal | BI01010001010000000000000515BI0100001152
42 | Wood work in door and window frame fitted and fixed in position complete including a protective coat of painting at the contact surface of the frame exluding cost of concrete, Iron Butt Hinges and M.S clamps. (The quantum should be correted upto three decimals). Sal : Malaysian Sal GROUND FLOOR | BI01010001010000000000000515BI0100001153 | 1.25 | CuM. | 94136.2 |  |  | Excess(+) | 1 | Full Conversion | INR | [40 empty] | 117670.25 | 117670.25 | INR One Lakh Seventeen Thousand Six Hundred & Seventy and Paise Twenty Five Only
43 | Wood work in door and window frame fitted and fixed in position complete including a protective coat of painting at the contact surface of the frame exluding cost of concrete, Iron Butt Hinges and M.S clamps. (The quantum should be correted upto three decimals). Sal : Malaysian Sal FIRST FLOOR | BI01010001010000000000000515BI0100001154 | 1 | CuM. | 94362.44 |  |  | Excess(+) | 1 | Full Conversion | INR | [40 empty] | 94362.44 | 94362.44 | INR Ninety Four Thousand Three Hundred & Sixty Two and Paise Forty Four Only
44 | Wood work in door and window frame fitted and fixed in position complete including a protective coat of painting at the contact surface of the frame exluding cost of concrete, Iron Butt Hinges and M.S clamps. (The quantum should be correted upto three decimals). Sal : Malaysian Sal SECOND FLOOR WITH MUMPTY ROOM OF BARRACK | BI01010001010000000000000515BI0100001155 | 0.36 | CuM. | 94588.68 |  |  | Excess(+) | 1 | Full Conversion | INR | [40 empty] | 34051.92 | 34051.92 | INR Thirty Four Thousand &Fifty One and Paise Ninety Two Only
45 | Wood work in door and window frame fitted and fixed in position complete including a protective coat of painting at the contact surface of the frame exluding cost of concrete, Iron Butt Hinges and M.S clamps. (The quantum should be correted upto three decimals). Sal : Malaysian Sal MUMPTY ROOM | BI01010001010000000000000515BI0100001156 | 0.07 | CuM. | 94814.92 |  |  | Excess(+) | 1 | Full Conversion | INR | [40 empty] | 6637.04 | 6637.04 | INR Six Thousand Six Hundred & Thirty Seven and Paise Four Only
46 | Wood work in upper rails of railing, hand rail of staircase, balcony etc. includig necessary bend, moulding fitted and fixed complete (for purpose of payment section will be measured in the square). a) 1st class best Indian teak. | BI01010001010000000000000515BI0100001157 | 0.9 | CuM. | 186927.41 |  |  | Excess(+) | 1 | Full Conversion | INR | [40 empty] | 168234.67 | 168234.67 | INR One Lakh Sixty Eight Thousand Two Hundred & Thirty Four and Paise Sixty Seven Only
47 | Wood work in door and window frame fitted and fixed in position complete including a protective coat of painting at the contact surface of the frame exluding cost of concrete, Iron Butt Hinges and M.S clamps. (The quantum should be correted upto three decimals). Sal : Malaysian Sal GROUND FLOOR | BI01010001010000000000000515BI0100001158 | 64 | SqM | 3007.86 |  |  | Excess(+) | 1 | Full Conversion | INR | [40 empty] | 192503.04 | 192503.04 | INR One Lakh Ninety Two Thousand Five Hundred & Three and Paise Four Only
48 | Wood work in door and window frame fitted and fixed in position complete including a protective coat of painting at the contact surface of the frame exluding cost of concrete, Iron Butt Hinges and M.S clamps. (The quantum should be correted upto three decimals). Sal : Malaysian Sal FIRST FLOOR | BI01010001010000000000000515BI0100001159 | 52 | SqM | 3023.7 |  |  | Excess(+) | 1 | Full Conversion | INR | [40 empty] | 157232.4 | 157232.4 | INR One Lakh Fifty Seven Thousand Two Hundred & Thirty Two and Paise Forty Only
49 | Wood work in door and window frame fitted and fixed in position complete including a protective coat of painting at the contact surface of the frame exluding cost of concrete, Iron Butt Hinges and M.S clamps. (The quantum should be correted upto three decimals). Sal : Malaysian Sal SECOND FLOOR WITH MUMPTY ROOM OF BARRACK | BI01010001010000000000000515BI0100001160 | 18 | SqM | 3039.53 |  |  | Excess(+) | 1 | Full Conversion | INR | [40 empty] | 54711.54 | 54711.54 | INR Fifty Four Thousand Seven Hundred & Eleven and Paise Fifty Four Only
50 | Wood work in door and window frame fitted and fixed in position complete including a protective coat of painting at the contact surface of the frame exluding cost of concrete, Iron Butt Hinges and M.S clamps. (The quantum should be correted upto three decimals). Sal : Malaysian Sal MUMPTY ROOM | BI01010001010000000000000515BI0100001161 | 5 | SqM | 3055.37 |  |  | Excess(+) | 1 | Full Conversion | INR | [40 empty] | 15276.85 | 15276.85 | INR Fifteen Thousand Two Hundred & Seventy Six and Paise Eighty Five Only
51 | Plaster (to wall, floor, ceiling etc.) with sand and cement mortar including rounding off or chamfering corners as directed and raking out joints including throating, nosing and drip course, scaffolding/staging where necessary (Ground floor).[Excluding cost of chipping over concrete surface] (ii) With 1:4 cement mortar ,b) 10 mm thick plaster. Ceiling Plaster | BI01010001010000000000000515BI0100001162
52 | Plaster (to wall, floor, ceiling etc.) with sand and cement mortar including rounding off or chamfering corners as directed and raking out joints including throating, nosing and drip course, scaffolding/staging where necessary (Ground floor).[Excluding cost of chipping over concrete surface] (ii) With 1:4 cement mortar ,b) 10 mm thick plaster. Ceiling Plaster GROUND FLOOR | BI01010001010000000000000515BI0100001163 | 823 | SqM | 145.92 |  |  | Excess(+) | 1 | Full Conversion | INR | [40 empty] | 120092.16 | 120092.16 | INR One Lakh Twenty Thousand &Ninety Two and Paise Sixteen Only
53 | Plaster (to wall, floor, ceiling etc.) with sand and cement mortar including rounding off or chamfering corners as directed and raking out joints including throating, nosing and drip course, scaffolding/staging where necessary (Ground floor).[Excluding cost of chipping over concrete surface] (ii) With 1:4 cement mortar ,b) 10 mm thick plaster. Ceiling Plaster FIRST FLOOR | BI01010001010000000000000515BI0100001164 | 676 | SqM | 150.45 |  |  | Excess(+) | 1 | Full Conversion | INR | [40 empty] | 101704.2 | 101704.2 | INR One Lakh One Thousand Seven Hundred & Four and Paise Twenty Only
54 | Plaster (to wall, floor, ceiling etc.) with sand and cement mortar including rounding off or chamfering corners as directed and raking out joints including throating, nosing and drip course, scaffolding/staging where necessary (Ground floor).[Excluding cost of chipping over concrete surface] (ii) With 1:4 cement mortar ,b) 10 mm thick plaster. Ceiling Plaster SECOND FLOOR WITH MUMPTY ROOM OF BARRACK | BI01010001010000000000000515BI0100001165 | 165 | SqM | 154.97 |  |  | Excess(+) | 1 | Full Conversion | INR | [40 empty] | 25570.05 | 25570.05 | INR Twenty Five Thousand Five Hundred & Seventy and Paise Five Only
55 | Plaster (to wall, floor, ceiling etc.) with sand and cement mortar including rounding off or chamfering corners as directed and raking out joints including throating, nosing and drip course, scaffolding/staging where necessary (Ground floor).[Excluding cost of chipping over concrete surface] (ii) With 1:4 cement mortar ,b) 10 mm thick plaster. Ceiling Plaster MUMPTY ROOM | BI01010001010000000000000515BI0100001166 | 20 | SqM | 159.5 |  |  | Excess(+) | 1 | Full Conversion | INR | [40 empty] | 3190 | 3190 | INR Three Thousand One Hundred & Ninety Only
56 | Plaster (to wall, floor, ceiling etc.) with sand and cement mortar including rounding off or chamfering corners as directed and raking out joints including throating, nosing and drip course, scaffolding/staging where necessary (Ground floor).[Excluding cost of chipping over concrete surface] With 6:1 cement mortar a) 20mm thick plaster OUTSIDE | BI01010001010000000000000515BI0100001167
57 | Plaster (to wall, floor, ceiling etc.) with sand and cement mortar including rounding off or chamfering corners as directed and raking out joints including throating, nosing and drip course, scaffolding/staging where necessary (Ground floor).[Excluding cost of chipping over concrete surface] With 6:1 cement mortar a) 20mm thick plaster OUTSIDE GROUND FLOOR | BI01010001010000000000000515BI0100001168 | 997 | SqM | 187.78 |  |  | Excess(+) | 1 | Full Conversion | INR | [40 empty] | 187216.66 | 187216.66 | INR One Lakh Eighty Seven Thousand Two Hundred & Sixteen and Paise Sixty Six Only
58 | Plaster (to wall, floor, ceiling etc.) with sand and cement mortar including rounding off or chamfering corners as directed and raking out joints including throating, nosing and drip course, scaffolding/staging where necessary (Ground floor).[Excluding cost of chipping over concrete surface] With 6:1 cement mortar a) 20mm thick plaster OUTSIDE FIRST FLOOR | BI01010001010000000000000515BI0100001169 | 657 | SqM | 192.3 |  |  | Excess(+) | 1 | Full Conversion | INR | [40 empty] | 126341.1 | 126341.1 | INR One Lakh Twenty Six Thousand Three Hundred & Forty One and Paise Ten Only
59 | Plaster (to wall, floor, ceiling etc.) with sand and cement mortar including rounding off or chamfering corners as directed and raking out joints including throating, nosing and drip course, scaffolding/staging where necessary (Ground floor).[Excluding cost of chipping over concrete surface] With 6:1 cement mortar a) 20mm thick plaster OUTSIDE SECOND FLOOR WITH MUMPTY ROOM OF BARRACK | BI01010001010000000000000515BI0100001170 | 645 | SqM | 196.83 |  |  | Excess(+) | 1 | Full Conversion | INR | [40 empty] | 126955.35 | 126955.35 | INR One Lakh Twenty Six Thousand Nine Hundred & Fifty Five and Paise Thirty Five Only
60 | Plaster (to wall, floor, ceiling etc.) with sand and cement mortar including rounding off or chamfering corners as directed and raking out joints including throating, nosing and drip course, scaffolding/staging where necessary (Ground floor).[Excluding cost of chipping over concrete surface] With 6:1 cement mortar a) 20mm thick plaster OUTSIDE MUMPTY ROOM | BI01010001010000000000000515BI0100001171 | 160 | SqM | 201.35 |  |  | Excess(+) | 1 | Full Conversion | INR | [40 empty] | 32216 | 32216 | INR Thirty Two Thousand Two Hundred & Sixteen Only
61 | Plaster (to wall, floor, ceiling etc.) with sand and cement mortar including rounding off or chamfering corners as directed and raking out joints including throating, nosing and drip course, scaffolding/staging where necessary (Ground floor).[Excluding cost of chipping over concrete surface] With 6:1 cement mortar b) 15mm thick plaster INSIDE GROUND FLOOR | BI01010001010000000000000515BI0100001172 | 1563 | SqM | 162.89 |  |  | Excess(+) | 1 | Full Conversion | INR | [40 empty] | 254597.07 | 254597.07 | INR Two Lakh Fifty Four Thousand Five Hundred & Ninety Seven and Paise Seven Only
62 | FPlaster (to wall, floor, ceiling etc.) with sand and cement mortar including rounding off or chamfering corners as directed and raking out joints including throating, nosing and drip course, scaffolding/staging where necessary (Ground floor).[Excluding cost of chipping over concrete surface] With 6:1 cement mortar b) 15mm thick plaster INSIDE IRST FLOOR | BI01010001010000000000000515BI0100001173 | 1925 | SqM | 167.42 |  |  | Excess(+) | 1 | Full Conversion | INR | [40 empty] | 322283.5 | 322283.5 | INR Three Lakh Twenty Two Thousand Two Hundred & Eighty Three and Paise Fifty Only
63 | Plaster (to wall, floor, ceiling etc.) with sand and cement mortar including rounding off or chamfering corners as directed and raking out joints including throating, nosing and drip course, scaffolding/staging where necessary (Ground floor).[Excluding cost of chipping over concrete surface] With 6:1 cement mortar b) 15mm thick plaster INSIDE SECOND FLOOR WITH MUMPTY ROOM OF BARRACK | BI01010001010000000000000515BI0100001174 | 595 | SqM | 171.94 |  |  | Excess(+) | 1 | Full Conversion | INR | [40 empty] | 102304.3 | 102304.3 | INR One Lakh Two Thousand Three Hundred & Four and Paise Thirty Only
64 | Plaster (to wall, floor, ceiling etc.) with sand and cement mortar including rounding off or chamfering corners as directed and raking out joints including throating, nosing and drip course, scaffolding/staging where necessary (Ground floor).[Excluding cost of chipping over concrete surface] With 6:1 cement mortar b) 15mm thick plaster INSIDE MUMPTY ROOM | BI01010001010000000000000515BI0100001175 | 100 | SqM | 176.47 |  |  | Excess(+) | 1 | Full Conversion | INR | [40 empty] | 17647 | 17647 | INR Seventeen Thousand Six Hundred & Forty Seven Only
65 | Net Cement Punning above 1.5mm thick in Wall dado,Window Sill Floor and Drain etc Note Cement 0.152 cum 100 Sqmts ALL FLOOR | BI01010001010000000000000515BI0100001176 | 325 | SqM | 38.46 |  |  | Excess(+) | 1 | Full Conversion | INR | [40 empty] | 12499.5 | 12499.5 | INR Twelve Thousand Four Hundred & Ninety Nine and Paise Fifty Only
66 | Rendering the surface of walls and ceiling with plaster of paris (thickness not less than 1.5 mm.). ALL FLOOR | BI01010001010000000000000515BI0100001177 | 2400 | SqM | 138.01 |  |  | Excess(+) | 1 | Full Conversion | INR | [40 empty] | 331224 | 331224 | INR Three Lakh Thirty One Thousand Two Hundred & Twenty Four Only
67 | Applying Interior grade Acrylic Primer of approved quality and brand on plastered or cencrete surface old or new surface to receive Distemper/ Acrylic emulsion paint including scraping and preparing the surface throughly, complete as per manufacturer's specification and as per direction of the EIC. (b) Two Coats ii) Solvent based interior grade Acrylic Primer IN GROUND FLOOR | BI01010001010000000000000515BI0100001178 | 1100 | SqM | 54.86 |  |  | Excess(+) | 1 | Full Conversion | INR | [40 empty] | 60346 | 60346 | INR Sixty Thousand Three Hundred & Forty Six Only
68 | Applying Interior grade Acrylic Primer of approved quality and brand on plastered or cencrete surface old or new surface to receive Distemper/ Acrylic emulsion paint including scraping and preparing the surface throughly, complete as per manufacturer's specification and as per direction of the EIC. (b) Two Coats ii) Solvent based interior grade Acrylic Primer IN FIRST FLOOR | BI01010001010000000000000515BI0100001179 | 1100 | SqM | 54.86 |  |  | Excess(+) | 1 | Full Conversion | INR | [40 empty] | 60346 | 60346 | INR Sixty Thousand Three Hundred & Forty Six Only | 1 | Construction of chamber for 100mm sluices valve | item1 | 10 | 1 Nos
69 | Applying Interior grade Acrylic Primer of approved quality and brand on plastered or cencrete surface old or new surface to receive Distemper/ Acrylic emulsion paint including scraping and preparing the surface throughly, complete as per manufacturer's specification and as per direction of the EIC. (b) Two Coats ii) Solvent based interior grade Acrylic Primer IN SECOND FLOOR | BI01010001010000000000000515BI0100001180 | 550 | SqM | 54.86 |  |  | Excess(+) | 1 | Full Conversion | INR | [40 empty] | 30173 | 30173 | INR Thirty Thousand One Hundred & Seventy Three Only |  | 1.01 | Supplying, Conveying and fixing spls. Including eart | item1 | 123.223 | Nos
70 | Applying Interior grade Acrylic Primer of approved quality and brand on plastered or cencrete surface old or new surface to receive Distemper/ Acrylic emulsion paint including scraping and preparing the surface throughly, complete as per manufacturer's specification and as per direction of the EIC. (b) Two Coats ii) Solvent based interior grade Acrylic Primer MUMPTY ROOM | BI01010001010000000000000515BI0100001181 | 100 | SqM | 54.86 |  |  | Excess(+) | 1 | Full Conversion | INR | [40 empty] | 5486 | 5486 | INR Five Thousand Four Hundred & Eighty Six Only |  | 1.02 | Construction of chamber for 100mm sluice plates | item2 | 213 | Nos
71 | Applying Acrylic Emulsion Paint of approved make and brand on walls and ceiling including sand papering in intermediate coats including putty (to be done under specific instruction of Superintending Engineer) : (Two coats) i) Standard Quality IN GROUND FLOOR | BI01010001010000000000000515BI0100001182 | 1100 | SqM | 70.13 |  |  | Excess(+) | 1 | Full Conversion | INR | [40 empty] | 77143 | 77143 | INR Seventy Seven Thousand One Hundred & Forty Three Only |  | 2 | Construction of chamber for 100mm sluices valve | item3 | 10 | Nos
72 | Applying Acrylic Emulsion Paint of approved make and brand on walls and ceiling including sand papering in intermediate coats including putty (to be done under specific instruction of Superintending Engineer) : (Two coats) i) Standard Quality IN FIRST FLOOR | BI01010001010000000000000515BI0100001183 | 1100 | SqM | 70.13 |  |  | Excess(+) | 1 | Full Conversion | INR | [40 empty] | 77143 | 77143 | INR Seventy Seven Thousand One Hundred & Forty Three Only |  | 2 | Construction of chamber for 100mm sluices valve | item3 | 10 | Nos
73 | Applying Acrylic Emulsion Paint of approved make and brand on walls and ceiling including sand papering in intermediate coats including putty (to be done under specific instruction of Superintending Engineer) : (Two coats) i) Standard Quality IN SECOND FLOOR | BI01010001010000000000000515BI0100001184 | 550 | SqM | 70.13 |  |  | Excess(+) | 1 | Full Conversion | INR | [40 empty] | 38571.5 | 38571.5 | INR Thirty Eight Thousand Five Hundred & Seventy One and Paise Fifty Only |  | 3 | Supplying, Conveying and fixing spls. Including ea | item4 | 10 | Nos
74 | Applying Acrylic Emulsion Paint of approved make and brand on walls and ceiling including sand papering in intermediate coats including putty (to be done under specific instruction of Superintending Engineer) : (Two coats) i) Standard Quality MUMPTY ROOM | BI01010001010000000000000515BI0100001185 | 100 | SqM | 70.13 |  |  | Excess(+) | 1 | Full Conversion | INR | [40 empty] | 7013 | 7013 | INR Seven Thousand &Thirteen Only |  | 1.01 | Supplying, Conveying and fixing spls. Including eart | item1 | 123.223 | Nos
75 | Applying Exterior grade Acrylic primer of approved quality and brand on plastered or cencrete surface old or new surface to receive decorative textured (matt finish) or smooth finish acrylic exterior emulsion paint including scraping and preparing the surface throughly, complete as per manufacturer's specification and as per direction of the EIC. In Ground Floor: two coats | BI01010001010000000000000515BI0100001186 | [53 empty] | 1.01 | Supplying, Conveying and fixing spls. Including eart | item1 | 123.223 | Nos
76 | Applying Exterior grade Acrylic primer of approved quality and brand on plastered or cencrete surface old or new surface to receive decorative textured (matt finish) or smooth finish acrylic exterior emulsion paint including scraping and preparing the surface throughly, complete as per manufacturer's specification and as per direction of the EIC. In Ground Floor: two coats GROUND FLOOR | BI01010001010000000000000515BI0100001187 | 300 | SqM | 51.02 |  |  | Excess(+) | 1 | Full Conversion | INR | [40 empty] | 15306 | 15306 | INR Fifteen Thousand Three Hundred & Six Only
77 | Applying Exterior grade Acrylic primer of approved quality and brand on plastered or cencrete surface old or new surface to receive decorative textured (matt finish) or smooth finish acrylic exterior emulsion paint including scraping and preparing the surface throughly, complete as per manufacturer's specification and as per direction of the EIC. In Ground Floor: two coats FIRST FLOOR | BI01010001010000000000000515BI0100001188 | 300 | SqM | 51.82 |  |  | Excess(+) | 1 | Full Conversion | INR | [40 empty] | 15546 | 15546 | INR Fifteen Thousand Five Hundred & Forty Six Only
78 | Applying Exterior grade Acrylic primer of approved quality and brand on plastered or cencrete surface old or new surface to receive decorative textured (matt finish) or smooth finish acrylic exterior emulsion paint including scraping and preparing the surface throughly, complete as per manufacturer's specification and as per direction of the EIC. In Ground Floor: two coats SECOND FLOOR WITH MUMPTY ROOM OF BARRACK | BI01010001010000000000000515BI0100001189 | 255 | SqM | 52.62 |  |  | Excess(+) | 1 | Full Conversion | INR | [40 empty] | 13418.1 | 13418.1 | INR Thirteen Thousand Four Hundred & Eighteen and Paise Ten Only
79 | Protective and Decorative Acrylic exterior emulsion paint of approved quality, as per manufacturer's specification and as per direction of Engineer-in-Charge to be applied over acrylic primer as required. The rate includes cost of material, labour, scaffolding and all incidental charges but excluding the cost of primer. Premium 100% Acrylic Emulsion GROUND FLOOR | BI01010001010000000000000515BI0100001190 | 750 | SqM | 95.02 |  |  | Excess(+) | 1 | Full Conversion | INR | [40 empty] | 71265 | 71265 | INR Seventy One Thousand Two Hundred & Sixty Five Only
80 | Protective and Decorative Acrylic exterior emulsion paint of approved quality, as per manufacturer's specification and as per direction of Engineer-in-Charge to be applied over acrylic primer as required. The rate includes cost of material, labour, scaffolding and all incidental charges but excluding the cost of primer. Premium 100% Acrylic Emulsion FIRST FLOOR | BI01010001010000000000000515BI0100001191 | 650 | SqM | 95.82 |  |  | Excess(+) | 1 | Full Conversion | INR | [40 empty] | 62283 | 62283 | INR Sixty Two Thousand Two Hundred & Eighty Three Only | 1 | Construction of chamber for 100mm sluices valve | item1 | 10 | 1 Nos
81 | Protective and Decorative Acrylic exterior emulsion paint of approved quality, as per manufacturer's specification and as per direction of Engineer-in-Charge to be applied over acrylic primer as required. The rate includes cost of material, labour, scaffolding and all incidental charges but excluding the cost of primer. Premium 100% Acrylic Emulsion SECOND FLOOR WITH MUMPTY ROOM OF BARRACK | BI01010001010000000000000515BI0100001192 | 645 | SqM | 96.63 |  |  | Excess(+) | 1 | Full Conversion | INR | [40 empty] | 62326.35 | 62326.35 | INR Sixty Two Thousand Three Hundred & Twenty Six and Paise Thirty Five Only
82 | Protective and Decorative Acrylic exterior emulsion paint of approved quality, as per manufacturer's specification and as per direction of Engineer-in-Charge to be applied over acrylic primer as required. The rate includes cost of material, labour, scaffolding and all incidental charges but excluding the cost of primer. Premium 100% Acrylic Emulsion MUMPTY ROOM | BI01010001010000000000000515BI0100001193 | 150 | SqM | 97.43 |  |  | Excess(+) | 1 | Full Conversion | INR | [40 empty] | 14614.5 | 14614.5 | INR Fourteen Thousand Six Hundred & Fourteen and Paise Fifty Only
83 | White washing including cleaning and smoothening surface thoroughly.(b) In all Floors Three coats (to be done on specific instruction). Inside | BI01010001010000000000000515BI0100001194 | 4600 | SqM | 22.64 |  |  | Excess(+) | 1 | Full Conversion | INR | [40 empty] | 104144 | 104144 | INR One Lakh Four Thousand One Hundred & Forty Four Only
84 | Cement washing including cleaning and smoothening surface thoroughly (cement to be used @15 kg./100 sq.m. of surface for one coat and @25 kg./100 sq.m of surface for two coats): External surface (GROUND FLOOR). (b) Two coats (on new works only). | BI01010001010000000000000515BI0100001195 | 400 | SqM | 16.11 |  |  | Excess(+) | 1 | Full Conversion | INR | [40 empty] | 6444 | 6444 | INR Six Thousand Four Hundred & Forty Four Only | 1 | Construction of chamber for 100mm sluices valve | item1 | 10 | 1 Nos
85 | Applying decorative cement based paint of approved quality after preparing the surface including scraping the same thoroughly (plastered or concrete surface) as per manufacturer's specification. External surface (Ground floor). (b) Two coats | BI01010001010000000000000515BI0100001196 | 400 | SqM | 55.43 |  |  | Excess(+) | 1 | Full Conversion | INR | [40 empty] | 22172 | 22172 | INR Twenty Two Thousand One Hundred & Seventy Two Only
86 | Primming One coat on Timber or Plaster surface with Synthetic Oil bound Primer of approved Quality inclusing smooting surface by sand Papering etc | BI01010001010000000000000515BI0100001197 | 510 | SqM | 42.99 |  |  | Excess(+) | 1 | Full Conversion | INR | [40 empty] | 21924.9 | 21924.9 | INR Twenty One Thousand Nine Hundred & Twenty Four and Paise Ninety Only
87 | Priming one coat on steel or other metal surface with synthetic oil bound primer of approved quality including smoothening surfaces by sand papering etc. | BI01010001010000000000000515BI0100001198 | 420 | SqM | 32.8 |  |  | Excess(+) | 1 | Full Conversion | INR | [40 empty] | 13776 | 13776 | INR Thirteen Thousand Seven Hundred & Seventy Six Only
88 | Painting with best quality synthetic enamel paint of approved make and brand including smoothening surface by sand papering etc. including using of approved putty etc. on the surface, if necessary : On timber or plastered surface :With super gloss (hi-gloss) - (iv) Two coats (with any shade except white) | BI01010001010000000000000515BI0100001199 | 510 | SqM | 91.63 |  |  | Excess(+) | 1 | Full Conversion | INR | [40 empty] | 46731.3 | 46731.3 | INR Forty Six Thousand Seven Hundred & Thirty One and Paise Thirty Only
89 | Painting with best quality synthetic enamel paint of approved make and brand including smoothening surface by sand papering etc. including using of approved putty etc. on the surface, if necessary : iv) On Steel and other Metal Surface Two coat with any shade except white | BI01010001010000000000000515BI0100001200 | 420 | SqM | 89.36 |  |  | Excess(+) | 1 | Full Conversion | INR | [40 empty] | 37531.2 | 37531.2 | INR Thirty Seven Thousand Five Hundred & Thirty One and Paise Twenty Only
90 | Supplying, fitting & fixing 1st quality Ceramic tiles in walls and floors to match with the existing work & 4 nos. of key stones (10mm) fixed with araldite at the back of each tile & finishing the joints with white cement mixed with colouring oxide if required to match the colour of tiles including roughening of concrete surface, if necessary or by synthetic adhesive & grout materials etc.(A) Floor With Sand Cement Mortar (1:4) 20 mm thick & 2 mm thick cement slurry at back side of tiles using cement @ 2.91 Kg/Sq.m & joint filling using white cement slurry @ 0.20kg/Sq.m (a) Area of each tile upto 0.09 Sq.m (i) Coloured decorative at Wall | BI01010001010000000000000515BI0100001201
91 | Supplying, fitting & fixing 1st quality Ceramic tiles in walls and floors to match with the existing work & 4 nos. of key stones (10mm) fixed with araldite at the back of each tile & finishing the joints with white cement mixed with colouring oxide if required to match the colour of tiles including roughening of concrete surface, if necessary or by synthetic adhesive & grout materials etc.(A) Floor With Sand Cement Mortar (1:4) 20 mm thick & 2 mm thick cement slurry at back side of tiles using cement @ 2.91 Kg/Sq.m & joint filling using white cement slurry @ 0.20kg/Sq.m (a) Area of each tile upto 0.09 Sq.m (i) Coloured decorative at Wall GROUND FLOOR | BI01010001010000000000000515BI0100001202 | 495 | SqM | 847.27 |  |  | Excess(+) | 1 | Full Conversion | INR | [40 empty] | 419398.65 | 419398.65 | INR Four Lakh Nineteen Thousand Three Hundred & Ninety Eight and Paise Sixty Five Only
92 | Supplying, fitting & fixing 1st quality Ceramic tiles in walls and floors to match with the existing work & 4 nos. of key stones (10mm) fixed with araldite at the back of each tile & finishing the joints with white cement mixed with colouring oxide if required to match the colour of tiles including roughening of concrete surface, if necessary or by synthetic adhesive & grout materials etc.(A) Floor With Sand Cement Mortar (1:4) 20 mm thick & 2 mm thick cement slurry at back side of tiles using cement @ 2.91 Kg/Sq.m & joint filling using white cement slurry @ 0.20kg/Sq.m (a) Area of each tile upto 0.09 Sq.m (i) Coloured decorative at Wall FIRST FLOOR | BI01010001010000000000000515BI0100001203 | 410 | SqM | 852.92 |  |  | Excess(+) | 1 | Full Conversion | INR | [40 empty] | 349697.2 | 349697.2 | INR Three Lakh Forty Nine Thousand Six Hundred & Ninety Seven and Paise Twenty Only
93 | Supplying, fitting & fixing 1st quality Ceramic tiles in walls and floors to match with the existing work & 4 nos. of key stones (10mm) fixed with araldite at the back of each tile & finishing the joints with white cement mixed with colouring oxide if required to match the colour of tiles including roughening of concrete surface, if necessary or by synthetic adhesive & grout materials etc.(A) Floor With Sand Cement Mortar (1:4) 20 mm thick & 2 mm thick cement slurry at back side of tiles using cement @ 2.91 Kg/Sq.m & joint filling using white cement slurry @ 0.20kg/Sq.m (a) Area of each tile upto 0.09 Sq.m (i) Coloured decorative at Wall SECOND FLOOR | BI01010001010000000000000515BI0100001204 | 100 | SqM | 858.58 |  |  | Excess(+) | 1 | Full Conversion | INR | [40 empty] | 85858 | 85858 | INR Eighty Five Thousand Eight Hundred & Fifty Eight Only
94 | Supplying, fitting & fixing 1st quality Ceramic tiles in walls and floors to match with the existing work & 4 nos. of key stones (10mm) fixed with araldite at the back of each tile & finishing the joints with white cement mixed with colouring oxide if required to match the colour of tiles including roughening of concrete surface, if necessary or by synthetic adhesive & grout materials etc.(A) Floor With Sand Cement Mortar (1:4) 20 mm thick & 2 mm thick cement slurry at back side of tiles using cement @ 2.91 Kg/Sq.m & joint filling using white cement slurry @ 0.20kg/Sq.m (a) Area of each tile upto 0.09 Sq.m (i) Coloured decorative at FLOOR GROUND FLOOR | BI01010001010000000000000515BI0100001205 | 120 | SqM | 843.88 |  |  | Excess(+) | 1 | Full Conversion | INR | [40 empty] | 101265.6 | 101265.6 | INR One Lakh One Thousand Two Hundred & Sixty Five and Paise Sixty Only
95 | Supplying, fitting & fixing 1st quality Ceramic tiles in walls and floors to match with the existing work & 4 nos. of key stones (10mm) fixed with araldite at the back of each tile & finishing the joints with white cement mixed with colouring oxide if required to match the colour of tiles including roughening of concrete surface, if necessary or by synthetic adhesive & grout materials etc.(A) Floor With Sand Cement Mortar (1:4) 20 mm thick & 2 mm thick cement slurry at back side of tiles using cement @ 2.91 Kg/Sq.m & joint filling using white cement slurry @ 0.20kg/Sq.m (a) Area of each tile upto 0.09 Sq.m (i) Coloured decorative at FLOOR FIRST FLOOR | BI01010001010000000000000515BI0100001206 | 95 | SqM | 849.53 |  |  | Excess(+) | 1 | Full Conversion | INR | [40 empty] | 80705.35 | 80705.35 | INR Eighty Thousand Seven Hundred & Five and Paise Thirty Five Only
96 | Supplying, fitting & fixing 1st quality Ceramic tiles in walls and floors to match with the existing work & 4 nos. of key stones (10mm) fixed with araldite at the back of each tile & finishing the joints with white cement mixed with colouring oxide if required to match the colour of tiles including roughening of concrete surface, if necessary or by synthetic adhesive & grout materials etc.(A) Floor With Sand Cement Mortar (1:4) 20 mm thick & 2 mm thick cement slurry at back side of tiles using cement @ 2.91 Kg/Sq.m & joint filling using white cement slurry @ 0.20kg/Sq.m (a) Area of each tile upto 0.09 Sq.m (i) Coloured decorative at FLOOR SECOND FLOOR | BI01010001010000000000000515BI0100001207 | 30 | SqM | 855.19 |  |  | Excess(+) | 1 | Full Conversion | INR | [40 empty] | 25655.7 | 25655.7 | INR Twenty Five Thousand Six Hundred & Fifty Five and Paise Seventy Only
97 | 18 mm. to 22 mm. thick, kota stone slab setting 20 mm thick (avg) cement mortar (1:4) infloor, stair & lobby including pointing incement slurry with admixture of pigmentmatching the stone shade, including grinding & polishing as per direction of Engineer - in -charge to match with the existing work.[Slurry for bedding @ 4.4 kg/Sq.m andpointing @2.0 kg/Sq.m] Extra cost of labour for prefinished and premoulded Nosing to treads of steps, GROUND FLOOR | BI01010001010000000000000515BI0100001208 | 413 | SqM | 1148.17 |  |  | Excess(+) | 1 | Full Conversion | INR | [40 empty] | 474194.21 | 474194.21 | INR Four Lakh Seventy Four Thousand One Hundred & Ninety Four and Paise Twenty One Only
98 | 18 mm. to 22 mm. thick, kota stone slab setting 20 mm thick (avg) cement mortar (1:4) infloor, stair & lobby including pointing incement slurry with admixture of pigmentmatching the stone shade, including grinding & polishing as per direction of Engineer - in -charge to match with the existing work.[Slurry for bedding @ 4.4 kg/Sq.m andpointing @2.0 kg/Sq.m] Extra cost of labour for prefinished and premoulded Nosing to treads of steps, FIRST FLOOR | BI01010001010000000000000515BI0100001209 | 250 | SqM | 1161.74 |  |  | Excess(+) | 1 | Full Conversion | INR | [40 empty] | 290435 | 290435 | INR Two Lakh Ninety Thousand Four Hundred & Thirty Five Only
99 | 18 mm. to 22 mm. thick, kota stone slab setting 20 mm thick (avg) cement mortar (1:4) infloor, stair & lobby including pointing incement slurry with admixture of pigmentmatching the stone shade, including grinding & polishing as per direction of Engineer - in -charge to match with the existing work.[Slurry for bedding @ 4.4 kg/Sq.m andpointing @2.0 kg/Sq.m] Extra cost of labour for prefinished and premoulded Nosing to treads of steps, SECOND FLOOR | BI01010001010000000000000515BI0100001210 | 60 | SqM | 1175.32 |  |  | Excess(+) | 1 | Full Conversion | INR | [40 empty] | 70519.2 | 70519.2 | INR Seventy Thousand Five Hundred & Nineteen and Paise Twenty Only
100 | Supplying, fitting and fixing 18 mm. to 22mm. thick kota stone slab in wall, dado in 15mm thick [avg] cement mortar (1:3) includingmaking suitable arrangement to hold thestone properly by brass / copper hooksincluding pointing in cement mortar (1:2) (1cement : 2 marble dust) with admixture ofpigments matching the stone shade including grinding and polishing all completeas per direction of Engineer-in-charge including cost of materials, labour, scaffolding, staging, curing complete.[Using cement slurry for bedding @4.4 kg/Sq.m and for jointing @1.8 kg/Sq.m] GROUND FLOOR | BI01010001010000000000000515BI0100001211 | 150 | SqM | 1304.27 |  |  | Excess(+) | 1 | Full Conversion | INR | [40 empty] | 195640.5 | 195640.5 | INR One Lakh Ninety Five Thousand Six Hundred & Forty and Paise Fifty Only
101 | Supplying, fitting and fixing 18 mm. to 22mm. thick kota stone slab in wall, dado in 15mm thick [avg] cement mortar (1:3) includingmaking suitable arrangement to hold thestone properly by brass / copper hooksincluding pointing in cement mortar (1:2) (1cement : 2 marble dust) with admixture ofpigments matching the stone shade including grinding and polishing all completeas per direction of Engineer-in-charge including cost of materials, labour, scaffolding, staging, curing complete.[Using cement slurry for bedding @4.4 kg/Sq.m and for jointing @1.8 kg/Sq.m] FIRST FLOOR | BI01010001010000000000000515BI0100001212 | 90 | SqM | 1317.85 |  |  | Excess(+) | 1 | Full Conversion | INR | [40 empty] | 118606.5 | 118606.5 | INR One Lakh Eighteen Thousand Six Hundred & Six and Paise Fifty Only | 1 | Construction of chamber for 100mm sluices valve | item1 | 10 | 1 Nos
102 | Supplying, fitting and fixing 18 mm. to 22mm. thick kota stone slab in wall, dado in 15mm thick [avg] cement mortar (1:3) includingmaking suitable arrangement to hold thestone properly by brass / copper hooksincluding pointing in cement mortar (1:2) (1cement : 2 marble dust) with admixture ofpigments matching the stone shade including grinding and polishing all completeas per direction of Engineer-in-charge including cost of materials, labour, scaffolding, staging, curing complete.[Using cement slurry for bedding @4.4 kg/Sq.m and for jointing @1.8 kg/Sq.m] SECOND FLOOR | BI01010001010000000000000515BI0100001213 | 20 | SqM | 1331.42 |  |  | Excess(+) | 1 | Full Conversion | INR | [40 empty] | 26628.4 | 26628.4 | INR Twenty Six Thousand Six Hundred & Twenty Eight and Paise Forty Only
103 | Extra cost of labour for pre finish and pre moulded nosing to treads of steps,railing,window sil etc of kota stone. | BI01010001010000000000000515BI0100001214 | 330 | RM | 253.39 |  |  | Excess(+) | 1 | Full Conversion | INR | [40 empty] | 83618.7 | 83618.7 | INR Eighty Three Thousand Six Hundred & Eighteen and Paise Seventy Only
104 | Supplying and laying true to line and level vitrified tiles of approved brand (size not less than 600 mm X 600 mm X 10 mm thick) in floor and walls, skirting etc. set in 20 mm sand cement mortar (1:4) and 2 mm thick cement slurry back side of tiles using cement @ 2.91Kg./sqM or using polymerised adhesive (6 mm thick layer applied directly over finished artificial stone floor/Mosaic etc without any backing course) laid after application slurry using 1.75 Kg of cement per sqM below mortar only, joints grouted with admixture of white cement and colouring pigment to match with colour of tiles / epoxy grout materials of approved make as directed and removal of wax coating of top surface of tiles with warm water and polishing the tiles using soft and dry cloth upto mirror finish complete including the cost of materials, labour and all other incidental charges complete true to the manufacturer's specification and direction of Engineer-in-Charge.(White cement, synthetic adhesive and grout material to be supplied by the contractor) | BI01010001010000000000000515BI0100001215
105 | Supplying and laying true to line and level vitrified tiles of approved brand (size not less than 600 mm X 600 mm X 10 mm thick) in floor and walls, skirting etc. set in 20 mm sand cement mortar (1:4) and 2 mm thick cement slurry back side of tiles using cement @ 2.91Kg./sqM or using polymerised adhesive (6 mm thick layer applied directly over finished artificial stone floor/Mosaic etc without any backing course) laid after application slurry using 1.75 Kg of cement per sqM below mortar only, joints grouted with admixture of white cement and colouring pigment to match with colour of tiles / epoxy grout materials of approved make as directed and removal of wax coating of top surface of tiles with warm water and polishing the tiles using soft and dry cloth upto mirror finish complete including the cost of materials, labour and all other incidental charges complete true to the manufacturer's specification and direction of Engineer-in-Charge.(White cement, synthetic adhesive and grout material to be supplied by the contractor) (I) With application slurry @1.75 kg/ Sq.m, 20 mm sand cement mortar (1:4) & 2 mm thick cement slurry at back side of tiles, 0.2 kg/ Sq.m white cement for joint filling with pigment. (B) Light Colour GROUND FLOOR | BI01010001010000000000000515BI0100001216 | 70 | Sq. M | 1443.41 |  |  | Excess(+) | 1 | Full Conversion | INR | [40 empty] | 101038.7 | 101038.7 | INR One Lakh One Thousand &Thirty Eight and Paise Seventy Only
106 | Supplying and laying true to line and level vitrified tiles of approved brand (size not less than 600 mm X 600 mm X 10 mm thick) in floor and walls, skirting etc. set in 20 mm sand cement mortar (1:4) and 2 mm thick cement slurry back side of tiles using cement @ 2.91Kg./sqM or using polymerised adhesive (6 mm thick layer applied directly over finished artificial stone floor/Mosaic etc without any backing course) laid after application slurry using 1.75 Kg of cement per sqM below mortar only, joints grouted with admixture of white cement and colouring pigment to match with colour of tiles / epoxy grout materials of approved make as directed and removal of wax coating of top surface of tiles with warm water and polishing the tiles using soft and dry cloth upto mirror finish complete including the cost of materials, labour and all other incidental charges complete true to the manufacturer's specification and direction of Engineer-in-Charge.(White cement, synthetic adhesive and grout material to be supplied by the contractor) (I) With application slurry @1.75 kg/ Sq.m, 20 mm sand cement mortar (1:4) & 2 mm thick cement slurry at back side of tiles, 0.2 kg/ Sq.m white cement for joint filling with pigment. (B) Light Colour FIRST FLOOR | BI01010001010000000000000515BI0100001217 | 60 | Sq. M | 1449.07 |  |  | Excess(+) | 1 | Full Conversion | INR | [40 empty] | 86944.2 | 86944.2 | INR Eighty Six Thousand Nine Hundred & Forty Four and Paise Twenty Only
107 | Artificial stone in floor, dado, staircase etc with cement concrete (1:2:4) with stone chips, laid in panels as directed with topping made with ordinary or white cement (as necessary) and marble dust in proportion (1:2) including smooth finishing and rounding off corners including raking out joints or roughening of concrete surface and application of cement slurry before flooring works using cement @ 1.75 kg/sq.m all complete including all materials and labour. In ground floor.3 mm. thick topping (High polishing grinding on this item is not permitted with ordinary cement). Using grey cement (iii) 35 mm. thick GROUND FLOOR | BI01010001010000000000000515BI0100001218 | 380 | SqM | 361.98 |  |  | Excess(+) | 1 | Full Conversion | INR | [40 empty] | 137552.4 | 137552.4 | INR One Lakh Thirty Seven Thousand Five Hundred & Fifty Two and Paise Forty Only
108 | Artificial stone in floor, dado, staircase etc with cement concrete (1:2:4) with stone chips, laid in panels as directed with topping made with ordinary or white cement (as necessary) and marble dust in proportion (1:2) including smooth finishing and rounding off corners including raking out joints or roughening of concrete surface and application of cement slurry before flooring works using cement @ 1.75 kg/sq.m all complete including all materials and labour. In ground floor.3 mm. thick topping (High polishing grinding on this item is not permitted with ordinary cement). Using grey cement (iii) 35 mm. thick FIRST FLOOR | BI01010001010000000000000515BI0100001219 | 400 | SqM | 367.41 |  |  | Excess(+) | 1 | Full Conversion | INR | [40 empty] | 146964 | 146964 | INR One Lakh Forty Six Thousand Nine Hundred & Sixty Four Only | 1 | Construction of chamber for 100mm sluices valve | item1 | 10 | 1 Nos
109 | Artificial stone in floor, dado, staircase etc with cement concrete (1:2:4) with stone chips, laid in panels as directed with topping made with ordinary or white cement (as necessary) and marble dust in proportion (1:2) including smooth finishing and rounding off corners including raking out joints or roughening of concrete surface and application of cement slurry before flooring works using cement @ 1.75 kg/sq.m all complete including all materials and labour. In ground floor.3 mm. thick topping (High polishing grinding on this item is not permitted with ordinary cement). Using grey cement (iii) 35 mm. thick SECOND FLOOR WITH MUMPTY ROOM OF BARRACK | BI01010001010000000000000515BI0100001220 | 125 | SqM | 372.92 |  |  | Excess(+) | 1 | Full Conversion | INR | [40 empty] | 46615 | 46615 | INR Forty Six Thousand Six Hundred & Fifteen Only
110 | Supplying fitting and fixing fibre reinforced polymer (FRP) Composite door frame as per approved section with glass fibre reinforced plastic moulded skins and a special sandwich core so as to import monolitaheic composite structure as per approved technology of Departmant of Science (DST) to satisfy IS : 4020 door testing performance . ii) 66mm X 90 mm | BI01010001010000000000000515BI0100001221 | 250 | Mtr. | 562.21 |  |  | Excess(+) | 1 | Full Conversion | INR | [40 empty] | 140552.5 | 140552.5 | INR One Lakh Forty Thousand Five Hundred & Fifty Two and Paise Fifty Only
111 | Supplying, fitting & fixing fibre reinforced polymer (FRP) Composite door shutters as per approved design with glass fibre reinforced plastic moulded skins and a special sandwich core, so as to impart monolitaheic composite structure as per approved technology of Department of Science and Technology (DST) to satisfy IS:4020 door testing performance criteria. (ii) 25 mm thick | BI01010001010000000000000515BI0100001222 | 82 | SqM | 2919.63 |  |  | Excess(+) | 1 | Full Conversion | INR | [40 empty] | 239409.66 | 239409.66 | INR Two Lakh Thirty Nine Thousand Four Hundred & Nine and Paise Sixty Six Only
112 | Supplying, fitting and fixing windows and ventilators with or with out integrated grills conforming to IS 1038 - 1975 and manufactured from rolled steel sections conforming to IS 7452 - 1974 with non -friction projecting type ,box type hinges , glazing clips ,lugs locking bracket , handle plat etc, including hoisting in position , straightening if required , fixing lugs in cement concrete ( 1:2:4) with stone chips 20 mm down cutting holes and mending good damages to match with existing surface complete in all respect excluding glazing. Fixed type steel windows as per IS Sizes with horizontal glazing bars. GROUND FLOOR | BI01010001010000000000000515BI0100001223 | 9 | SqM | 1705.85 |  |  | Excess(+) | 1 | Full Conversion | INR | [40 empty] | 15352.65 | 15352.65 | INR Fifteen Thousand Three Hundred & Fifty Two and Paise Sixty Five Only
113 | Supplying, fitting and fixing windows and ventilators with or with out integrated grills conforming to IS 1038 - 1975 and manufactured from rolled steel sections conforming to IS 7452 - 1974 with non -friction projecting type ,box type hinges , glazing clips ,lugs locking bracket , handle plat etc, including hoisting in position , straightening if required , fixing lugs in cement concrete ( 1:2:4) with stone chips 20 mm down cutting holes and mending good damages to match with existing surface complete in all respect excluding glazing. Fixed type steel windows as per IS Sizes with horizontal glazing bars. FIRST FLOOR | BI01010001010000000000000515BI0100001224 | 6 | SqM | 1726.32 |  |  | Excess(+) | 1 | Full Conversion | INR | [40 empty] | 10357.92 | 10357.92 | INR Ten Thousand Three Hundred & Fifty Seven and Paise Ninety Two Only
114 | Supplying, fitting and fixing windows and ventilators with or with out integrated grills conforming to IS 1038 - 1975 and manufactured from rolled steel sections conforming to IS 7452 - 1974 with non -friction projecting type ,box type hinges , glazing clips ,lugs locking bracket , handle plat etc, including hoisting in position , straightening if required , fixing lugs in cement concrete ( 1:2:4) with stone chips 20 mm down cutting holes and mending good damages to match with existing surface complete in all respect excluding glazing. Fixed type steel windows as per IS Sizes with horizontal glazing bars. SECOND FLOOR | BI01010001010000000000000515BI0100001225 | 3 | SqM | 1747.04 |  |  | Excess(+) | 1 | Full Conversion | INR | [40 empty] | 5241.12 | 5241.12 | INR Five Thousand Two Hundred & Forty One and Paise Twelve Only
115 | Openable steel windows as per IS sizes with side hung shutters and horizotal glazing bars with/without fixed type ventilators. GROUND FLOOR | BI01010001010000000000000515BI0100001226 | 55 | SqM | 2487.51 |  |  | Excess(+) | 1 | Full Conversion | INR | [40 empty] | 136813.05 | 136813.05 | INR One Lakh Thirty Six Thousand Eight Hundred & Thirteen and Paise Five Only
116 | Openable steel windows as per IS sizes with side hung shutters and horizotal glazing bars with/without fixed type ventilators. FIRST FLOOR | BI01010001010000000000000515BI0100001227 | 40 | SqM | 2517.36 |  |  | Excess(+) | 1 | Full Conversion | INR | [40 empty] | 100694.4 | 100694.4 | INR One Lakh Six Hundred & Ninety Four and Paise Forty Only
117 | Openable steel windows as per IS sizes with side hung shutters and horizotal glazing bars with/without fixed type ventilators. SECOND FLOOR | BI01010001010000000000000515BI0100001228 | 5 | SqM | 2547.56 |  |  | Excess(+) | 1 | Full Conversion | INR | [40 empty] | 12737.8 | 12737.8 | INR Twelve Thousand Seven Hundred & Thirty Seven and Paise Eighty Only
118 | Supplying best Indian sheet glass panes set in putty and fitted and fixed with nails and putty complete. (In all floors for internal wall & upto 6 m height for external wall) i) 4mm thick.All Floor | BI01010001010000000000000515BI0100001229 | 93 | SqM | 606.32 |  |  | Excess(+) | 1 | Full Conversion | INR | [40 empty] | 56387.76 | 56387.76 | INR Fifty Six Thousand Three Hundred & Eighty Seven and Paise Seventy Six Only
119 | Extra for fixing glass panels in steel window. | BI01010001010000000000000515BI0100001230 | 84 | SqM | 75.79 |  |  | Excess(+) | 1 | Full Conversion | INR | [40 empty] | 6366.36 | 6366.36 | INR Six Thousand Three Hundred & Sixty Six and Paise Thirty Six Only
120 | (iv) Two point nose aluminium handle including fitting and fixing. | BI01010001010000000000000515BI0100001231 | 118 | Each | 66.74 |  |  | Excess(+) | 1 | Full Conversion | INR | [40 empty] | 7875.32 | 7875.32 | INR Seven Thousand Eight Hundred & Seventy Five and Paise Thirty Two Only
121 | (vi) Steel peg stay 300 mm long including fitting and fixing. All floor | BI01010001010000000000000515BI0100001232 | 118 | Each | 39.59 |  |  | Excess(+) | 1 | Full Conversion | INR | [40 empty] | 4671.62 | 4671.62 | INR Four Thousand Six Hundred & Seventy One and Paise Sixty Two Only
122 | Supplying profiles of required section made of aluminium alloy extrusions conforming to IS : 732-1938 & IS: 1285-1975; annodized (with required film thickness & specified colour &/natural) matt finished confirmming to IS: 1868-1983 for fabrication of composit door ,sliding & casement windows partitions formed of basic sections of any ISI embossed /cirtified maked brand as per direction of E in C (payment will be made on finished length of the work). All floor with toilet aluminium louverd window | BI01010001010000000000000515BI0100001233 | 200 | SqM | 4161.68 |  |  | Excess(+) | 1 | Full Conversion | INR | [40 empty] | 832336 | 832336 | INR Eight Lakh Thirty Two Thousand Three Hundred & Thirty Six Only
123 | a) M.S. or W.I. Ornamental grill of approved design joints continuously welded with M.S,W.I. Flats and bars of windows, railing etc. fitted and fixed with necessary screws and lugs in ground floor.(i) Grill weighing above 16 Kg./sq. Mtr GROUND FLOOR | BI01010001010000000000000515BI0100001234 | 22 | Qntl | 10968.12 |  |  | Excess(+) | 1 | Full Conversion | INR | [40 empty] | 241298.64 | 241298.64 | INR Two Lakh Forty One Thousand Two Hundred & Ninety Eight and Paise Sixty Four Only
124 | a) M.S. or W.I. Ornamental grill of approved design joints continuously welded with M.S,W.I. Flats and bars of windows, railing etc. fitted and fixed with necessary screws and lugs in ground floor.(i) Grill weighing above 16 Kg./sq. Mtr FIRST FLOOR | BI01010001010000000000000515BI0100001235 | 17 | Qntl | 11077.8 |  |  | Excess(+) | 1 | Full Conversion | INR | [40 empty] | 188322.6 | 188322.6 | INR One Lakh Eighty Eight Thousand Three Hundred & Twenty Two and Paise Sixty Only
125 | a) M.S. or W.I. Ornamental grill of approved design joints continuously welded with M.S,W.I. Flats and bars of windows, railing etc. fitted and fixed with necessary screws and lugs in ground floor.(i) Grill weighing above 16 Kg./sq. Mtr SECOND FLOOR | BI01010001010000000000000515BI0100001236 | 6 | Qntl | 11188.57 |  |  | Excess(+) | 1 | Full Conversion | INR | [40 empty] | 67131.42 | 67131.42 | INR Sixty Seven Thousand One Hundred & Thirty One and Paise Forty Two Only
126 | a) M.S. or W.I. Ornamental grill of approved design joints continuously welded with M.S,W.I. Flats and bars of windows, railing etc. fitted and fixed with necessary screws and lugs in ground floor.(i) Grill weighing above 16 Kg./sq. Mtr MUMPTY ROOM | BI01010001010000000000000515BI0100001237 | 0.5 | Qntl | 11300.46 |  |  | Excess(+) | 1 | Full Conversion | INR | [40 empty] | 5650.23 | 5650.23 | INR Five Thousand Six Hundred & Fifty and Paise Twenty Three Only
127 | M.S. gate of Jail type as per approved design made of strong M.S.framework, intermediate stiffeners and round/square bars orangles .M.S.sheet (notlessthan14 gauge) gussets, cleatsetc.including necessary riveting,bolting,welding,locking and hanging arrangements ,fitting and fixing complete as per direction of the Engineer-in- charge. In ground floor | BI01010001010000000000000515BI0100001238 | 10 | Qntl | 11413.81 |  |  | Excess(+) | 1 | Full Conversion | INR | [40 empty] | 114138.1 | 114138.1 | INR One Lakh Fourteen Thousand One Hundred & Thirty Eight and Paise Ten Only
128 | Locking arrangement for Jail Type doors including supplying fitting and fixing in position complite as per approved design. | BI01010001010000000000000515BI0100001239 | 50 | Kg | 462.66 |  |  | Excess(+) | 1 | Full Conversion | INR | [40 empty] | 23133 | 23133 | INR Twenty Three Thousand One Hundred & Thirty Three Only
129 | Collapsible gate with 40mm x 40mm x 6mm Tee as top and bottom guide rail, 20mm x 10mm x 2mm vertical channels 100mm apart in fully stretched position 20mm x 5mm M.S. flats as collapsible bracings properly rivetted and washered including 38mm steel rollers including locking arrangements, fitted and fixed in position with lugs set in cement concrete and including cutting necessary holes, chasing etc. in walls, floors etc. and making good damages complete. IN GROUND FLOOR | BI01010001010000000000000515BI0100001240 | 70 | SqM | 4898.1 |  |  | Excess(+) | 1 | Full Conversion | INR | [40 empty] | 342867 | 342867 | INR Three Lakh Forty Two Thousand Eight Hundred & Sixty Seven Only
130 | Supplying, fitting and fixing M.S. clamps for door and window frame made of flat bent bar, end bifurcated with necessary screws etc. by cement concrete(1:2:4) as per direction. (Cost of concrete will be paid separately). (a) 40mm X 6mm, 250mm Length | BI01010001010000000000000515BI0100001241 | 238 | Each | 32.8 |  |  | Excess(+) | 1 | Full Conversion | INR | [40 empty] | 7806.4 | 7806.4 | INR Seven Thousand Eight Hundred & Six and Paise Forty Only
131 | Iron butt hinges of approved quality fitted and fixed with steel screws, with ISI mark 100mm X 50mm X 1.25mm | BI01010001010000000000000515BI0100001242 | 214 | Each | 48.64 |  |  | Excess(+) | 1 | Full Conversion | INR | [40 empty] | 10408.96 | 10408.96 | INR Ten Thousand Four Hundred & Eight and Paise Ninety Six Only
132 | Iron hasp bolt of approved quality fitted and fixed complete (oxidised) with 16mm dia rod with centre bolt and round fitting. 250mm long | BI01010001010000000000000515BI0100001243 | 56 | Each | 179.86 |  |  | Excess(+) | 1 | Full Conversion | INR | [40 empty] | 10072.16 | 10072.16 | INR Ten Thousand &Seventy Two and Paise Sixteen Only
133 | Anodised aluminium floor door stopper | BI01010001010000000000000515BI0100001244 | 56 | Each | 79.18 |  |  | Excess(+) | 1 | Full Conversion | INR | [40 empty] | 4434.08 | 4434.08 | INR Four Thousand Four Hundred & Thirty Four and Paise Eight Only
134 | Anodised aluminium barrel / tower /socket bolt (full covered) of approved manufractured from extructed section conforming to I.S. 204/74 fitted with cadmium plated screws. | BI01010001010000000000000515BI0100001245
135 | Anodised aluminium barrel / tower /socket bolt (full covered) of approved manufractured from extructed section conforming to I.S. 204/74 fitted with cadmium plated screws. 150 mm long X 10mm dia bolt. | BI01010001010000000000000515BI0100001246 | 92 | Each | 71.27 |  |  | Excess(+) | 1 | Full Conversion | INR | [40 empty] | 6556.84 | 6556.84 | INR Six Thousand Five Hundred & Fifty Six and Paise Eighty Four Only
136 | Anodised aluminium barrel / tower /socket bolt (full covered) of approved manufractured from extructed section conforming to I.S. 204/74 fitted with cadmium plated screws. 300 mm long X 10mm dia bolt. | BI01010001010000000000000515BI0100001247 | 56 | Each | 111.99 |  |  | Excess(+) | 1 | Full Conversion | INR | [40 empty] | 6271.44 | 6271.44 | INR Six Thousand Two Hundred & Seventy One and Paise Forty Four Only
137 | Anodised aliminium D-type handle of approved quality manufactured from extruded section conforming to I.S. specification (I.S. 230/72) fitted and fixed complete:(a) With continuous plate base (Hexagonal / Round rod) 100 mm grip x 10 mm dia rod. | BI01010001010000000000000515BI0100001248 | 92 | Each | 78.05 |  |  | Excess(+) | 1 | Full Conversion | INR | [40 empty] | 7180.6 | 7180.6 | INR Seven Thousand One Hundred & Eighty and Paise Sixty Only
138 | Anodised aliminium D-type handle of approved quality manufactured from extruded section conforming to I.S. specification (I.S. 230/72) fitted and fixed complete:(a) With continuous plate base (Hexagonal / Round rod) 125 mm grip x 12 mm dia rod. | BI01010001010000000000000515BI0100001249 | 56 | Each | 116.51 |  |  | Excess(+) | 1 | Full Conversion | INR | [40 empty] | 6524.56 | 6524.56 | INR Six Thousand Five Hundred & Twenty Four and Paise Fifty Six Only
139 | Godrej Hydraulic door closer fitted and fixed complete.Medium Type | BI01010001010000000000000515BI0100001250 | 20 | Each | 1883.45 |  |  | Excess(+) | 1 | Full Conversion | INR | [40 empty] | 37669 | 37669 | INR Thirty Seven Thousand Six Hundred & Sixty Nine Only | 1 | Construction of chamber for 100mm sluices valve | item1 | 10 | 1 Nos
140 | Applying 2 coats of bonding agent with synthetic multifunctional rubber emulsion having adhesive and water proofing properties by mixing with water in proportion (1 bonding agent : 4 water : 6 cement) as per Manufacturer's specification. For Water Proofing at roof | BI01010001010000000000000515BI0100001251 | 900 | SqM | 99.55 |  |  | Excess(+) | 1 | Full Conversion | INR | [40 empty] | 89595 | 89595 | INR Eighty Nine Thousand Five Hundred & Ninety Five Only
141 | Anti termite treatment to the top surface of the consolidated earth within plinth walls with chemical emulsion by admixing chloropyrofos emulsifable concentrates (1% concentration) with water by weight at the rate of 5 litres /sqm.of the surface before sand bed or subgrade is laid. Holes upto 50 mm to 75 mm deep at 150 mm centre to centre both ways shall be made with 12 mm diameter mild steel rod on the surface to facilitate saturation of the soil with chemical emulsion. The work shall be carried out as per specification described in para 6.4 of code IS-6313 (part -II) 1981. (Mode of measurement will be per sq.m. of plan area of plinth treated. | BI01010001010000000000000515BI0100001252 | 900 | Sqm | 124.43 |  |  | Excess(+) | 1 | Full Conversion | INR | [40 empty] | 111987 | 111987 | INR One Lakh Eleven Thousand Nine Hundred & Eighty Seven Only
142 | Supplying, fitting and fixing PVC pipes of approved makeof (medium duty) conforming to ASTMD - 1785 and threaded to match with GI Pipes as per IS : 1239 (Part - I). with all necessary accessories, specials viz. socket, bend, tee, union, cross, elbo, nipple, longscrew, reducing socket, reducing tee, short piece etc. fitted with holder bats clamps, including cutting pipes, making threads,fitting, fixing etc. complete in all respect including cost of all necessary fittings as required,jointing materials and two coats of painting with approved paint in any position above ground. (Payment will be made on the centre line measurements of total pipe line including all specials. No separate payment will be made for accesories, specials. Payment for painting will be made seperately) Supreem made (a) For Exposed Work -- PVC Pipes (Dia) 40 mm | BI01010001010000000000000515BI0100001253 | 170 | Mtr. | 330.31 |  |  | Excess(+) | 1 | Full Conversion | INR | [40 empty] | 56152.7 | 56152.7 | INR Fifty Six Thousand One Hundred & Fifty Two and Paise Seventy Only
143 | Supplying, fitting and fixing PVC pipes of approved makeof (medium duty) conforming to ASTMD - 1785 and threaded to match with GI Pipes as per IS : 1239 (Part - I). with all necessary accessories, specials viz. socket, bend, tee, union, cross, elbo, nipple, longscrew, reducing socket, reducing tee, short piece etc. fitted with holder bats clamps, including cutting pipes, making threads,fitting, fixing etc. complete in all respect including cost of all necessary fittings as required,jointing materials and two coats of painting with approved paint in any position above ground. (Payment will be made on the centre line measurements of total pipe line including all specials. No separate payment will be made for accesories, specials. Payment for painting will be made seperately) Supreem made (a) For Exposed Work -- PVC Pipes (Dia) 32mm | BI01010001010000000000000515BI0100001254 | 220 | Mts | 266.96 |  |  | Excess(+) | 1 | Full Conversion | INR | [40 empty] | 58731.2 | 58731.2 | INR Fifty Eight Thousand Seven Hundred & Thirty One and Paise Twenty Only
144 | Supplying, fitting and fixing PVC pipes of approved makeof (medium duty) conforming to ASTMD - 1785 and threaded to match with GI Pipes as per IS : 1239 (Part - I). with all necessary accessories, specials viz. socket, bend, tee, union, cross, elbo, nipple, longscrew, reducing socket, reducing tee, short piece etc. fitted with holder bats clamps, including cutting pipes, making threads,fitting, fixing etc. complete in all respect including cost of all necessary fittings as required,jointing materials and two coats of painting with approved paint in any position above ground. (Payment will be made on the centre line measurements of total pipe line including all specials. No separate payment will be made for accesories, specials. Payment for painting will be made seperately) Supreem made (a) For Exposed Work -- PVC Pipes (Dia) 25 mm | BI01010001010000000000000515BI0100001255 | 350 | Mtr. | 200.22 |  |  | Excess(+) | 1 | Full Conversion | INR | [40 empty] | 70077 | 70077 | INR Seventy Thousand &Seventy Seven Only
145 | Supplying, fitting and fixing PVC pipes of approved makeof (medium duty) conforming to ASTMD - 1785 and threaded to match with GI Pipes as per IS : 1239 (Part - I). with all necessary accessories, specials viz. socket, bend, tee, union, cross, elbo, nipple, longscrew, reducing socket, reducing tee, short piece etc. fitted with holder bats clamps, including cutting pipes, making threads,fitting, fixing etc. complete in all respect including cost of all necessary fittings as required,jointing materials and two coats of painting with approved paint in any position above ground. (Payment will be made on the centre line measurements of total pipe line including all specials. No separate payment will be made for accesories, specials. Payment for painting will be made seperately) Supreem made (b) For Concealed work 15 mm | BI01010001010000000000000515BI0100001256 | 330 | Mtr. | 154.97 |  |  | Excess(+) | 1 | Full Conversion | INR | [40 empty] | 51140.1 | 51140.1 | INR Fifty One Thousand One Hundred & Forty and Paise Ten Only
146 | Supplying, fitting and fixing PVC pipes of approved makeof (medium duty) conforming to ASTMD - 1785 and threaded to match with GI Pipes as per IS : 1239 (Part - I). with all necessary accessories, specials viz. socket, bend, tee, union, cross, elbo, nipple, longscrew, reducing socket, reducing tee, short piece etc. fitted with holder bats clamps, including cutting pipes, making threads,fitting, fixing etc. complete in all respect including cost of all necessary fittings as required,jointing materials and two coats of painting with approved paint in any position above ground. (Payment will be made on the centre line measurements of total pipe line including all specials. No separate payment will be made for accesories, specials. Payment for painting will be made seperately) Supreem made (b) For Concealed work 20 mm | BI01010001010000000000000515BI0100001257 | 270 | Mtr. | 178.73 |  |  | Excess(+) | 1 | Full Conversion | INR | [40 empty] | 48257.1 | 48257.1 | INR Forty Eight Thousand Two Hundred & Fifty Seven and Paise Ten Only
147 | Supplying, fitting and fixing PVC pipes of approved makeof (medium duty) conforming to ASTMD - 1785 and threaded to match with GI Pipes as per IS : 1239 (Part - I). with all necessary accessories, specials viz. socket, bend, tee, union, cross, elbo, nipple, longscrew, reducing socket, reducing tee, short piece etc. fitted with holder bats clamps, including cutting pipes, making threads,fitting, fixing etc. complete in all respect including cost of all necessary fittings as required,jointing materials and two coats of painting with approved paint in any position above ground. (Payment will be made on the centre line measurements of total pipe line including all specials. No separate payment will be made for accesories, specials. Payment for painting will be made seperately) Supreem made (b) For Concealed work 25 mm | BI01010001010000000000000515BI0100001258 | 80 | Mtr. | 231.9 |  |  | Excess(+) | 1 | Full Conversion | INR | [40 empty] | 18552 | 18552 | INR Eighteen Thousand Five Hundred & Fifty Two Only
148 | Supplying, fitting and fixing Peet's valve fullway gunmetal standard pattern best quality of approved brand bearing I.S.I. marking with fittings (tested to 21 kg per sq. cm.). 40mm | BI01010001010000000000000515BI0100001259 | 13 | Each | 1861.96 |  |  | Excess(+) | 1 | Full Conversion | INR | [40 empty] | 24205.48 | 24205.48 | INR Twenty Four Thousand Two Hundred & Five and Paise Forty Eight Only
149 | Supplying, fitting and fixing Peet's valve fullway gunmetal standard pattern best quality of approved brand bearing I.S.I. marking with fittings (tested to 21 kg per sq. cm.). 32 mm | BI01010001010000000000000515BI0100001260 | 18 | Each | 1423.05 |  |  | Excess(+) | 1 | Full Conversion | INR | [40 empty] | 25614.9 | 25614.9 | INR Twenty Five Thousand Six Hundred & Fourteen and Paise Ninety Only
150 | Supplying, fitting and fixing Peet's valve fullway gunmetal standard pattern best quality of approved brand bearing I.S.I. marking with fittings (tested to 21 kg per sq. cm.). 25 mm | BI01010001010000000000000515BI0100001261 | 31 | Each | 1031.65 |  |  | Excess(+) | 1 | Full Conversion | INR | [40 empty] | 31981.15 | 31981.15 | INR Thirty One Thousand Nine Hundred & Eighty One and Paise Fifteen Only
151 | Supplying, fitting and fixing Peet's valve fullway gunmetal standard pattern best quality of approved brand bearing I.S.I. marking with fittings (tested to 21 kg per sq. cm.). 20 mm | BI01010001010000000000000515BI0100001262 | 29 | Each | 743.2 |  |  | Excess(+) | 1 | Full Conversion | INR | [40 empty] | 21552.8 | 21552.8 | INR Twenty One Thousand Five Hundred & Fifty Two and Paise Eighty Only
152 | Supplying, fitting and fixing Anglo-Indian W.C. in white glazed vitreous china ware of approved make complete in position with necessary bolts, nuts etc. Hindware/ Parryware / Cera, made (a) With 'P' trap | BI01010001010000000000000515BI0100001263 | 24 | Each | 3511.24 |  |  | Excess(+) | 1 | Full Conversion | INR | [40 empty] | 84269.76 | 84269.76 | INR Eighty Four Thousand Two Hundred & Sixty Nine and Paise Seventy Six Only
153 | Supplying, fitting and fixing Orissa Pattern water closet with white glazed vitreous china ware of approved make in position complete excluding P or S trap (excluding cost of concrete for Fixing) a)580mm x 440 mm | BI01010001010000000000000515BI0100001264 | 4 | Each | 1824.63 |  |  | Excess(+) | 1 | Full Conversion | INR | [40 empty] | 7298.52 | 7298.52 | INR Seven Thousand Two Hundred & Ninety Eight and Paise Fifty Two Only
154 | Supplying, fitting and fixing Closet seat of approved make with lid and C.P.hinges, rubber buffer and brass screws complete. (b) Anglo Indian (ii) Plastic (hallow type) white | BI01010001010000000000000515BI0100001265 | 26 | Each | 548.63 |  |  | Excess(+) | 1 | Full Conversion | INR | [40 empty] | 14264.38 | 14264.38 | INR Fourteen Thousand Two Hundred & Sixty Four and Paise Thirty Eight Only
155 | Supplying, fitting and fixing 10 litre P.V.C. low-down cistern conforming to I.S. specification with P.V.C. fittings complete,C.I. brackets including two coats of painting to bracket etc.White | BI01010001010000000000000515BI0100001266 | 28 | Each | 1148.17 |  |  | Excess(+) | 1 | Full Conversion | INR | [40 empty] | 32148.76 | 32148.76 | INR Thirty Two Thousand One Hundred & Forty Eight and Paise Seventy Six Only
156 | Supplying, fitting and fixing vitreous china best quality approved make wash basin with C.I. brackets on 75 mm X 75 mm wooden blocks, C.P. waste fittings of 32 mm dia., one approved quality brass C.P. pillar cock of 15 mm dia., C.P. chain with rubber plug of 32 mm dia., approved quality P.V.C. waste pipe with C.P. nut 32 mm dia., 900 mm long approved quality P.V.C. connection pipe with heavy brass C.P. nut including mending good all damages and painting the brackets with two coats of approved paint. (ii) 450 mm X 300 mm size | BI01010001010000000000000515BI0100001267 | 27 | Each | 2238.64 |  |  | Excess(+) | 1 | Full Conversion | INR | [40 empty] | 60443.28 | 60443.28 | INR Sixty Thousand Four Hundred & Forty Three and Paise Twenty Eight Only
157 | Supplying, fitting and fixing pedestal of approved make for wash basin (white) | BI01010001010000000000000515BI0100001268 | 27 | Each | 1693.41 |  |  | Excess(+) | 1 | Full Conversion | INR | [40 empty] | 45722.07 | 45722.07 | INR Forty Five Thousand Seven Hundred & Twenty Two and Paise Seven Only
158 | Supplying, fitting and fixing Flat back urinal (half stall urinal) in white vitreous chinaware of approved make in position with brass screws on 75 mm X 75 mm X 75 mm wooden blocks complete. ii) 470 mm X 380 mm X 240 mm | BI01010001010000000000000515BI0100001269 | 14 | Each | 1068.98 |  |  | Excess(+) | 1 | Full Conversion | INR | [40 empty] | 14965.72 | 14965.72 | INR Fourteen Thousand Nine Hundred & Sixty Five and Paise Seventy Two Only
159 | Supplying, fitting and fixing porcelain partition wall of approved make of size 618 mm X 310 mm complete in all respect. | BI01010001010000000000000515BI0100001270 | 13 | Each | 1280.52 |  |  | Excess(+) | 1 | Full Conversion | INR | [40 empty] | 16646.76 | 16646.76 | INR Sixteen Thousand Six Hundred & Forty Six and Paise Seventy Six Only
160 | Supplying, fitting and fixing urinal flush pipe fittings and approved brand. a) C.P. Urinal flush pipe fittings range of one. | BI01010001010000000000000515BI0100001271 | 14 | Each | 468.32 |  |  | Excess(+) | 1 | Full Conversion | INR | [40 empty] | 6556.48 | 6556.48 | INR Six Thousand Five Hundred & Fifty Six and Paise Forty Eight Only
161 | Supplying,fitting and fixing 32 mm dia. with necessary fixing materials and clamps complete. Polythene Flush Pipe. | BI01010001010000000000000515BI0100001272 | 42 | Each | 175.34 |  |  | Excess(+) | 1 | Full Conversion | INR | [40 empty] | 7364.28 | 7364.28 | INR Seven Thousand Three Hundred & Sixty Four and Paise Twenty Eight Only
162 | Supplying, fitting and fixing approved brand 32 mm dia. P.V.C. waste pipe, with coupling at one end fitted with necessary clamps. 1050 mm long | BI01010001010000000000000515BI0100001273 | 25 | Each | 102.94 |  |  | Excess(+) | 1 | Full Conversion | INR | [40 empty] | 2573.5 | 2573.5 | INR Two Thousand Five Hundred & Seventy Three and Paise Fifty Only
163 | Supplying, fitting and fixing approved brand P.V.C. CONNECTOR white flexible, with both ends coupling with heavy brass C.P. nut, 15 mm dia. (iv) 750 mm long | BI01010001010000000000000515BI0100001274 | 69 | Each | 132.35 |  |  | Excess(+) | 1 | Full Conversion | INR | [40 empty] | 9132.15 | 9132.15 | INR Nine Thousand One Hundred & Thirty Two and Paise Fifteen Only
164 | Supplying , Fitting & Fixing pillar cock of approved make (a) CP Pillar cock -15 mm (code no. 5011 & model FLORENTINE of JAQUAR or equivalent | BI01010001010000000000000515BI0100001275 | 27 | Each | 969.44 |  |  | Excess(+) | 1 | Full Conversion | INR | [40 empty] | 26174.88 | 26174.88 | INR Twenty Six Thousand One Hundred & Seventy Four and Paise Eighty Eight Only
165 | Supplying ,fitting and fixing bib cock or stop cock. chromium plated Bib Cock short body (Equivalent to Code No. 511 & Model - Tropical / Sumthing Special of ESSCO or similar). | BI01010001010000000000000515BI0100001276 | 76 | Each | 609.72 |  |  | Excess(+) | 1 | Full Conversion | INR | [40 empty] | 46338.72 | 46338.72 | INR Forty Six Thousand Three Hundred & Thirty Eight and Paise Seventy Two Only
166 | Supplying ,fitting and fixing bib cock or stop cock. chromium plated Stop Cock short body (Equivalent to Code No. 513(A) & 513 (B) Model - Tropical / Sumthing Special of ESSCO or similar). | BI01010001010000000000000515BI0100001277 | 75 | Each | 557.68 |  |  | Excess(+) | 1 | Full Conversion | INR | [40 empty] | 41826 | 41826 | INR Forty One Thousand Eight Hundred & Twenty Six Only
167 | Chromium plated angular stop cock with wall flange (Equivalent to code no. 5053 & model - Florentine of Jaquar or similar brand | BI01010001010000000000000515BI0100001278 | 55 | Each | 921.93 |  |  | Excess(+) | 1 | Full Conversion | INR | [40 empty] | 50706.15 | 50706.15 | INR Fifty Thousand Seven Hundred & Six and Paise Fifteen Only
168 | Supplying, fitting and fixing best quality Indian make mirror 5.5 mm thick with silvering as per I.S.I. specifications supported on fibre glass frame of any colour, frame size 550 mm X 400 mm | BI01010001010000000000000515BI0100001279 | 27 | Each | 693.43 |  |  | Excess(+) | 1 | Full Conversion | INR | [40 empty] | 18722.61 | 18722.61 | INR Eighteen Thousand Seven Hundred & Twenty Two and Paise Sixty One Only
169 | Supplying, fitting and fixing shower of approved brand.Chromium plated round shower with revolving joint 100 mm dia with rubid cleaning system (Equivalent to Code No. 542(N) & Model -Tropical / Sumthing Special of ESSCO or similar brand). | BI01010001010000000000000515BI0100001280 | 14 | Each | 511.3 |  |  | Excess(+) | 1 | Full Conversion | INR | [40 empty] | 7158.2 | 7158.2 | INR Seven Thousand One Hundred & Fifty Eight and Paise Twenty Only
170 | Hand Shower(Health Faucet) with 1mtr Fexible Tube with Wall Hook(Equivalent to Code No.573 & Model -ALLIED of Jaquar or similar). | BI01010001010000000000000515BI0100001281 | 28 | Each | 1416.26 |  |  | Excess(+) | 1 | Full Conversion | INR | [40 empty] | 39655.28 | 39655.28 | INR Thirty Nine Thousand Six Hundred & Fifty Five and Paise Twenty Eight Only
171 | Supplying, fitting and fixing towel rail with two brackets. C.P. over brass 25 mm dia. and 600 mm long | BI01010001010000000000000515BI0100001282 | 40 | Each | 486.42 |  |  | Excess(+) | 1 | Full Conversion | INR | [40 empty] | 19456.8 | 19456.8 | INR Nineteen Thousand Four Hundred & Fifty Six and Paise Eighty Only
172 | Suppling fitting fixing liquid soapcontainer b) PTMT (Prayag or Equivelent) | BI01010001010000000000000515BI0100001283 | 18 | Each | 237.55 |  |  | Excess(+) | 1 | Full Conversion | INR | [40 empty] | 4275.9 | 4275.9 | INR Four Thousand Two Hundred & Seventy Five and Paise Ninety Only
173 | Suppling fitting fixing soap holder a) PTMT (Prayag or Equivelent) | BI01010001010000000000000515BI0100001284 | 43 | Each | 152.71 |  |  | Excess(+) | 1 | Full Conversion | INR | [40 empty] | 6566.53 | 6566.53 | INR Six Thousand Five Hundred & Sixty Six and Paise Fifty Three Only
174 | Supplying fitting fixing PTMT smart shelf of approved make of size 300 mm | BI01010001010000000000000515BI0100001285 | 18 | Each | 252.26 |  |  | Excess(+) | 1 | Full Conversion | INR | [40 empty] | 4540.68 | 4540.68 | INR Four Thousand Five Hundred & Forty and Paise Sixty Eight Only
175 | Supplying, fitting and fixing C.I. round grating. (ii) 150 mm dia | BI01010001010000000000000515BI0100001286 | 58 | Each | 96.15 |  |  | Excess(+) | 1 | Full Conversion | INR | [40 empty] | 5576.7 | 5576.7 | INR Five Thousand Five Hundred & Seventy Six and Paise Seventy Only
176 | Supplying, fitting and fixing C.I. square jalli. (ii) 150 mm | BI01010001010000000000000515BI0100001287 | 20 | Each | 115.38 |  |  | Excess(+) | 1 | Full Conversion | INR | [40 empty] | 2307.6 | 2307.6 | INR Two Thousand Three Hundred & Seven and Paise Sixty Only
177 | Supply of UPVC pipes (B Type) and fittings conforming to IS-13592-1992 (A) (i) Single Socketed 3 Mtr. Length a) 160 mm | BI01010001010000000000000515BI0100001288 | 290 | Mtr. | 617.64 |  |  | Excess(+) | 1 | Full Conversion | INR | [40 empty] | 179115.6 | 179115.6 | INR One Lakh Seventy Nine Thousand One Hundred & Fifteen and Paise Sixty Only
178 | Supply of UPVC pipes (B Type) and fittings conforming to IS-13592-1992 (A) (i) Single Socketed 3 Mtr. Length b) 110 mm | BI01010001010000000000000515BI0100001289 | 440 | Mtr. | 330.31 |  |  | Excess(+) | 1 | Full Conversion | INR | [40 empty] | 145336.4 | 145336.4 | INR One Lakh Forty Five Thousand Three Hundred & Thirty Six and Paise Forty Only
179 | Supply of UPVC pipes (B Type) and fittings conforming to IS-13592-1992 (B) Fittings (110 MM) | BI01010001010000000000000515BI0100001290
180 | Supply of UPVC pipes (B Type) and fittings conforming to IS-13592-1992 (B) Fittings (i) Door Tee (160 mm) | BI01010001010000000000000515BI0100001291 | 56 | Each | 581.44 |  |  | Excess(+) | 1 | Full Conversion | INR | [40 empty] | 32560.64 | 32560.64 | INR Thirty Two Thousand Five Hundred & Sixty and Paise Sixty Four Only
181 | Supply of UPVC pipes (B Type) and fittings conforming to IS-13592-1992 (B) Fittings (ii) Door Tee (110 mm) | BI01010001010000000000000515BI0100001292 | 52 | Each | 220.58 |  |  | Excess(+) | 1 | Full Conversion | INR | [40 empty] | 11470.16 | 11470.16 | INR Eleven Thousand Four Hundred & Seventy and Paise Sixteen Only
182 | Supply of UPVC pipes (B Type) and fittings conforming to IS-13592-1992 (B) Fittings (ii) Door Y (LH) & (RH).(110 MM) | BI01010001010000000000000515BI0100001293 | 25 | Each | 312.21 |  |  | Excess(+) | 1 | Full Conversion | INR | [40 empty] | 7805.25 | 7805.25 | INR Seven Thousand Eight Hundred & Five and Paise Twenty Five Only
183 | Supply of UPVC pipes (B Type) and fittings conforming to IS-13592-1992 (B) Fittings (iii) Door Bend T.S 110 mm | BI01010001010000000000000515BI0100001294 | 34 | Each | 166.29 |  |  | Excess(+) | 1 | Full Conversion | INR | [40 empty] | 5653.86 | 5653.86 | INR Five Thousand Six Hundred & Fifty Three and Paise Eighty Six Only
184 | Supply of UPVC pipes (B Type) and fittings conforming to IS-13592-1992 (B) Fittings (iv) Plain Tee 110 mm | BI01010001010000000000000515BI0100001295 | 30 | Each | 96.15 |  |  | Excess(+) | 1 | Full Conversion | INR | [40 empty] | 2884.5 | 2884.5 | INR Two Thousand Eight Hundred & Eighty Four and Paise Fifty Only
185 | Supply of UPVC pipes (B Type) and fittings conforming to IS-13592-1992 (B) Fittings (vii) Vent Cowl 160 mm | BI01010001010000000000000515BI0100001296 | 13 | Each | 64.48 |  |  | Excess(+) | 1 | Full Conversion | INR | [40 empty] | 838.24 | 838.24 | INR Eight Hundred & Thirty Eight and Paise Twenty Four Only
186 | Supply of UPVC pipes (B Type) and fittings conforming to IS-13592-1992 (B) Fittings (viii) Vent Cowl 110 mm | BI01010001010000000000000515BI0100001297 | 12 | Each | 37.33 |  |  | Excess(+) | 1 | Full Conversion | INR | [40 empty] | 447.96 | 447.96 | INR Four Hundred & Forty Seven and Paise Ninety Six Only
187 | Supply of UPVC pipes (B Type) and fittings conforming to IS-13592-1992 (B) Fittings (v)Bend 45 Degree 110 mm | BI01010001010000000000000515BI0100001298 | 18 | Each | 100.68 |  |  | Excess(+) | 1 | Full Conversion | INR | [40 empty] | 1812.24 | 1812.24 | INR One Thousand Eight Hundred & Twelve and Paise Twenty Four Only
188 | Supply of UPVC pipes (B Type) and fittings conforming to IS-13592-1992 (B) Fittings (vi) Pipe Clip 110 mm | BI01010001010000000000000515BI0100001299 | 110 | Each | 23.76 |  |  | Excess(+) | 1 | Full Conversion | INR | [40 empty] | 2613.6 | 2613.6 | INR Two Thousand Six Hundred & Thirteen and Paise Sixty Only
189 | Supply of UPVC pipes (B Type) and fittings conforming to IS-13592-1992 (B) Fittings (ii) Door Bend T S.(160 MM) | BI01010001010000000000000515BI0100001300 | 37 | Each | 417.41 |  |  | Excess(+) | 1 | Full Conversion | INR | [40 empty] | 15444.17 | 15444.17 | INR Fifteen Thousand Four Hundred & Forty Four and Paise Seventeen Only
190 | Supply of UPVC pipes (B Type) and fittings conforming to IS-13592-1992 (B) Fittings (iv) Plain Tee 160 mm | BI01010001010000000000000515BI0100001301 | 28 | Each | 296.37 |  |  | Excess(+) | 1 | Full Conversion | INR | [40 empty] | 8298.36 | 8298.36 | INR Eight Thousand Two Hundred & Ninety Eight and Paise Thirty Six Only
191 | Supply of UPVC pipes (B Type) and fittings conforming to IS-13592-1992 (B) Fittings (v) Bend 87.5 Degree 110 mm | BI01010001010000000000000515BI0100001302 | 17 | Each | 135.74 |  |  | Excess(+) | 1 | Full Conversion | INR | [40 empty] | 2307.58 | 2307.58 | INR Two Thousand Three Hundred & Seven and Paise Fifty Eight Only
192 | Supply of UPVC pipes (B Type) and fittings conforming to IS-13592-1992 (B) Fittings (v) Bend 87.5 Degree 160 mm | BI01010001010000000000000515BI0100001303 | 43 | Each | 382.35 |  |  | Excess(+) | 1 | Full Conversion | INR | [40 empty] | 16441.05 | 16441.05 | INR Sixteen Thousand Four Hundred & Forty One and Paise Five Only
193 | Supply of UPVC pipes (B Type) and fittings conforming to IS-13592-1992 (B) Fittings (v) Pipe Clip 160 mm | BI01010001010000000000000515BI0100001304 | 120 | Each | 48.64 |  |  | Excess(+) | 1 | Full Conversion | INR | [40 empty] | 5836.8 | 5836.8 | INR Five Thousand Eight Hundred & Thirty Six and Paise Eighty Only
194 | Supply of UPVC pipes (B Type) and fittings conforming to IS-13592-1992 (B) Fittings (xi) Door Bend T.S 160 mm | BI01010001010000000000000515BI0100001305 | 3 | Each | 417.41 |  |  | Excess(+) | 1 | Full Conversion | INR | [40 empty] | 1252.23 | 1252.23 | INR One Thousand Two Hundred & Fifty Two and Paise Twenty Three Only
195 | Supply of UPVC pipes (B Type) and fittings conforming to IS-13592-1992 (B) Fittings (ix) Bend 45 Degree 160 mm | BI01010001010000000000000515BI0100001306 | 3 | Each | 331.44 |  |  | Excess(+) | 1 | Full Conversion | INR | [40 empty] | 994.32 | 994.32 | INR Nine Hundred & Ninety Four and Paise Thirty Two Only
196 | Labour for fitting and fixing U.P.V.C pipes for above ground work including cost of joining materials etc. fitting and fixing all necessary specials, cutting pipes,cutting holes in walls or R.C floor where necessary and mending good all damages excluding the cost of masonry or concrete work, if necessary but including the cost and fitting and fixing holder bat clamps (any floor) or for underground work including cutting trenches upto 1.5 mtr. and refilling the same complete as per direction of the Engineer - in - Charge.(payment will be made on centre line measurment of the total pipe line including specials) (A) Above ground (ii) 110 mm | BI01010001010000000000000515BI0100001307 | 290 | Mtr. | 64.48 |  |  | Excess(+) | 1 | Full Conversion | INR | [40 empty] | 18699.2 | 18699.2 | INR Eighteen Thousand Six Hundred & Ninety Nine and Paise Twenty Only
197 | Labour for fitting and fixing U.P.V.C pipes for above ground work including cost of joining materials etc. fitting and fixing all necessary specials, cutting pipes,cutting holes in walls or R.C floor where necessary and mending good all damages excluding the cost of masonry or concrete work, if necessary but including the cost and fitting and fixing holder bat clamps (any floor) or for underground work including cutting trenches upto 1.5 mtr. and refilling the same complete as per direction of the Engineer - in - Charge.(payment will be made on centre line measurment of the total pipe line including specials) (A) Above ground (iii) 160 mm | BI01010001010000000000000515BI0100001308 | 170 | Mtr. | 74.66 |  |  | Excess(+) | 1 | Full Conversion | INR | [40 empty] | 12692.2 | 12692.2 | INR Twelve Thousand Six Hundred & Ninety Two and Paise Twenty Only
198 | Labour for fitting and fixing U.P.V.C pipes for above ground work including cost of joining materials etc. fitting and fixing all necessary specials, cutting pipes,cutting holes in walls or R.C floor where necessary and mending good all damages excluding the cost of masonry or concrete work, if necessary but including the cost and fitting and fixing holder bat clamps (any floor) or for underground work including cutting trenches upto 1.5 mtr. and refilling the same complete as per direction of the Engineer - in - Charge.(payment will be made on centre line measurment of the total pipe line including specials) (B) Below Ground (ii) 110 mm | BI01010001010000000000000515BI0100001309 | 3120 | Mtr. | 95.02 |  |  | Excess(+) | 1 | Full Conversion | INR | [40 empty] | 296462.4 | 296462.4 | INR Two Lakh Ninety Six Thousand Four Hundred & Sixty Two and Paise Forty Only
199 | Labour for fitting and fixing U.P.V.C pipes for above ground work including cost of joining materials etc. fitting and fixing all necessary specials, cutting pipes,cutting holes in walls or R.C floor where necessary and mending good all damages excluding the cost of masonry or concrete work, if necessary but including the cost and fitting and fixing holder bat clamps (any floor) or for underground work including cutting trenches upto 1.5 mtr. and refilling the same complete as per direction of the Engineer - in - Charge.(payment will be made on centre line measurment of the total pipe line including specials) (B) Below Ground (iii) 160 mm | BI01010001010000000000000515BI0100001310 | 140 | Mtr. | 105.2 |  |  | Excess(+) | 1 | Full Conversion | INR | [40 empty] | 14728 | 14728 | INR Fourteen Thousand Seven Hundred & Twenty Eight Only
200 | Supplying P.V.C. water storage tank of approved quality with closed top with lid (Black) - Multilayer (d) 1500 litre capacity | BI01010001010000000000000515BI0100001311 | 7 | Each | 8868.61 |  |  | Excess(+) | 1 | Full Conversion | INR | [40 empty] | 62080.27 | 62080.27 | INR Sixty Two Thousand &Eighty and Paise Twenty Seven Only
201 | Labour for hoisting plastic water storage tank. (ii) Above 1500 litre upto 5000 litre capacity. litre capacity. | BI01010001010000000000000515BI0100001312 | 7 | Each | 337.1 |  |  | Excess(+) | 1 | Full Conversion | INR | [40 empty] | 2359.7 | 2359.7 | INR Two Thousand Three Hundred & Fifty Nine and Paise Seventy Only
202 | Labour for punching hole in plastic water storage tank upto 50 mm dia | BI01010001010000000000000515BI0100001313 | 21 | Each | 21.49 |  |  | Excess(+) | 1 | Full Conversion | INR | [40 empty] | 451.29 | 451.29 | INR Four Hundred & Fifty One and Paise Twenty Nine Only
203 | Constructing Inspection pit of inside measurement 600mm X 600mm X upto 600mm (depth) with 250 mm thick 1st. class brick work in cement mortar (1:4) on all sides, bottom of the pit consisting of 100 mm thick cement concrete (1:3:6) with stone chips over a layer of jhama brick flat soling,15 mm thick (1:4) cement plaster to inside walls and out-side walls upto G.L. and 20 mm.thick (1:4) plaster to bottom of the pit, providing necessary invert with cement concrete (1:3:6) with stone chips as per direction, neat cement finishing to entire internal surfaces, top of the pit covered with 100 mm thick R.C.C. slab (1:1.5:3) with stone chips and necessary reinforcements upto 1% and shuttering including 6 mm thick cement plaster (1:4) in all external surfaces of the slab and one 560 mm dia. R.C.C. manhole cover of approved make supplied, fitted and fixed in the slab with necessary fittings, necessary earthwork in excavation in all sorts of soil, filling sides of the pit with earth and removing spoils after work complete in all respect with all costs of labour and materials. | BI01010001010000000000000515BI0100001314 | 14 | Each | 8206.86 |  |  | Excess(+) | 1 | Full Conversion | INR | [40 empty] | 114896.04 | 114896.04 | INR One Lakh Fourteen Thousand Eight Hundred & Ninety Six and Paise Four Only
204 | Construction of septic tank of different capacities as per approved drawing with 1st class brick work in cement mortar (1:4) including two 560 mm dia. R.C.C. manhole cover(heavy type)of approved make supplied, fitted and fixed in the 100mm thick R.C.C (1:1.5:3) top slab with necessary fittings, 20mm thick cement plaster (4 : 1) with neat cement finish to the internal surfaces and 15 mm thick cement plaster (4 : 1) to outside wall upto 200 mm below G.L floor finished with 25 mm thick grey artificial stone over 100 mm thick R.C.C(1:1.5:3) bottom slab including supplying, fitting and fixing all necessry specials, fittings, S.W. tees, C.I. foot rest etc. including excavation earth in all sorts of soil, shoring, bailing out and pumping out water as necessary, ramming, dressing the bed and fefilling the sides of the tanks with earth, removing spoils, filling up the chamber with clear water, removing foreign materials from the chamber and including constructing attached inspection pit as per approved drawing and connecting all necessary pipes, joints etc. with internal plaster work and artificial stone flooring is to be done with admixture of water proofing compound @ 0.5% by weight of cement with all costs of labour and materials. For 30 users With pakur varity (SAIL/TATA/RINL) | BI01010001010000000000000515BI0100001315 | 3 | Each | 71189.81 |  |  | Excess(+) | 1 | Full Conversion | INR | [40 empty] | 213569.43 | 213569.43 | INR Two Lakh Thirteen Thousand Five Hundred & Sixty Nine and Paise Forty Three Only
205 | Construction of circular soak well 2.5 metre deep in all types of sandy soils with dry brick work upto 1.6 metre from the bottom having 150 mm intermediate cement brick work (1:4) band all round and cement brick work (1:4) upto 0.90 metre from top with 20mm thick cement plastering (1:4) to inside face upto the depth of cement brick work, 15mm thick cement plaster (1:4) on outer face from top of the well upto G.L. and 6 mm thick cement plaster (1:4) on top of the R.C.C. cover slab including filling bottom 1.00 metre of inside of the well with brick metal (50 mm to 63 mm size) including R.C.C. cover slab of 100 mm thick with cement conc (1:1.5:3) with stone chips with necessary reinforcement and shuttering including one 560 mm dia. R.C.C. manhole cover (heavy type)of approved make supplied, fitted and fixed in the cover slab with necessary fittings, making nacessary arrangements for pipe connections, excavation of well including shoring, dewatering and removing the exess earth from the premises as per direction complete in all respect with all costs of labour and materials.With 250 mm thick dry brick work and 250 mm thick cement brick work (6:1) and 1.00m inside dia. | BI01010001010000000000000515BI0100001316 | 4 | Each | 18717.97 |  |  | Excess(+) | 1 | Full Conversion | INR | [40 empty] | 74871.88 | 74871.88 | INR Seventy Four Thousand Eight Hundred & Seventy One and Paise Eighty Eight Only
206 | Supplying, fitting and fixing Black stone used in kitchen slab, above, wardrobe etc. laind & jointed with necessary adhesive cement mortar (1:2) including griding or polishing as per direction of E-I-C. Ground floor. (a) Slab thickness 20 to 25 mm | BI01010001010000000000000515BI0100001317 | 6 | SqM | 727.36 |  |  | Excess(+) | 1 | Full Conversion | INR | [40 empty] | 4364.16 | 4364.16 | INR Four Thousand Three Hundred & Sixty Four and Paise Sixteen Only
207 | Supplying, fitting and fixing slab tiles of 15 mm. to 18mm. thick with uniform texture & without decorative veins in column, wall facia etc. with 15 mm thick [avg] cement mortar (1:2) including making suitable arrangements to hold the stones properly by brass/copper hooks including pointing in cement motar (1:2) (1 white cement : 2 marble dust) with admixture of pigment matching the stone shades all complete as per direction of the E-C-I . incliding cost of all materials, labour, scaffolding, staging , curing and roughening of concrete surface complete. [Using cement slurry at back side of granite @ 4.4 kg/Sqm. & white cement slurry for joint filling @ 1.8 kg/ Sqm.] Area of each slab/tile exceeding 1.00 Sq.m. | BI01010001010000000000000515BI0100001318 | 6 | SqM | 2558.77 |  |  | Excess(+) | 1 | Full Conversion | INR | [40 empty] | 15352.62 | 15352.62 | INR Fifteen Thousand Three Hundred & Fifty Two and Paise Sixty Two Only
208 | Supplying ,fittings & fixing of stainless steel sink complete with waste fittings and two coats of painting of C.I. Brackets. (a) Sink only (ii) 630X550X180 mm | BI01010001010000000000000515BI0100001319 | 1 | Each | 4284.99 |  |  | Excess(+) | 1 | Full Conversion | INR | [40 empty] | 4284.99 | 4284.99 | INR Four Thousand Two Hundred & Eighty Four and Paise Ninety Nine Only
209 | Supplying ,fitting and fixing 15 mm swan neck tap with left & right hand operating nob with aerator (Equivalent to Code No. 510 & 510 (A) Model - Tropical / Sumthing Special of ESSCO or similar brand). | BI01010001010000000000000515BI0100001320 | 1 | Each | 917.4 |  |  | Excess(+) | 1 | Full Conversion | INR | [40 empty] | 917.4 | 917.4 | INR Nine Hundred & Seventeen and Paise Forty Only
210 | Electrical works Supply & Fixing 415V 125A TPN (LT) switch in suitable SS enclosure with HRC fuses on LS & NL on angle iron frame on wall incl. earthing attachment. | BI01010001010000000000000515BI0100001321 | 1 | set | 8387.848 |  |  | Excess(+) | 1 | Full Conversion | INR | [40 empty] | 8387.85 | 8387.85 | INR Eight Thousand Three Hundred & Eighty Seven and Paise Eighty Five Only
211 | Supply & Fixing 415V 125A Four pole on load change over switch in suitable SS enclosure (Make L&T) on angle iron frame on wall incl. earthing attachment. | BI01010001010000000000000515BI0100001322 | 1 | each | 9692.1216 |  |  | Excess(+) | 1 | Full Conversion | INR | [40 empty] | 9692.12 | 9692.12 | INR Nine Thousand Six Hundred & Ninety Two and Paise Twelve Only
212 | Supply & fixing double door (8+18) way Vertical TPNMCB DB (Seimens/L&T) with IP 42/43 protection SS enclosure (cat no -LTVD06MGN) recessed in wall & mending good the damages to original finish incl. interconnection with suitable size of copper wire, neutral link & earthing attachment comprising of the following accessories (All Seimens/L&T) a) 125A Four pole thermal magnetic MCCB --- 1 no b) 63A TP MCB ---4 nos b) 32A TP MCB --- 2 nos | BI01010001010000000000000515BI0100001323 | 1 | set | 24051.5744 |  |  | Excess(+) | 1 | Full Conversion | INR | [40 empty] | 24051.57 | 24051.57 | INR Twenty Four Thousand &Fifty One and Paise Fifty Seven Only
213 | Supply & fixing 4- way double door Horizontal TPNMCB DB (legrand cat no - 607715) concealed in wall incl inter connection with suitable copper wire, neutral link & earthing attachment comprising of the followings (All Legrand) a) 63A four pole MCB isolater --- 1 no b) 16 to 20A (as reqd.) SP MCB --- 12 nos | BI01010001010000000000000515BI0100001324 | 2 | set | 5678.624 |  |  | Excess(+) | 1 | Full Conversion | INR | [40 empty] | 11357.25 | 11357.25 | INR Eleven Thousand Three Hundred & Fifty Seven and Paise Twenty Five Only
214 | Supply & Fixing (2+8) way SPN MCBDB (Legrand cat no- 607711) with IP-42/43 protection Concealed in wall & mending good the damages to original finish incl. Interconnection with suitable copper wire & nuetral link incl. earthing attachment comprising with the following (All Legrand): a) 40A DP MCB isolator & necy. connection --- 1 no b) 6 to 16A SP MCB as required breaking capacity 10KA & C characteristic ---- 8 nos | BI01010001010000000000000515BI0100001325 | 4 | set | 3784.9952 |  |  | Excess(+) | 1 | Full Conversion | INR | [40 empty] | 15139.98 | 15139.98 | INR Fifteen Thousand One Hundred & Thirty Nine and Paise Ninety Eight Only
215 | Supply & Fixing 415V 32A TPN switch in suitable SS enclosure with HRC fuses on LS & NL on angle iron frame on wall incl. earthing attachment of the following capacities: (Pump/Compound Ltg) | BI01010001010000000000000515BI0100001326 | 2 | set | 3580.248 |  |  | Excess(+) | 1 | Full Conversion | INR | [40 empty] | 7160.5 | 7160.5 | INR Seven Thousand One Hundred & Sixty and Paise Fifty Only
216 | Supply & delevery of 1.1 Kv grade XLPE Aluminium armoured cable(make Gloster/Nicco/Havells) a) 3.5 x 35 sq mm | BI01010001010000000000000515BI0100001327 | 10 | mtr | 266.6352 |  |  | Excess(+) | 1 | Full Conversion | INR | [40 empty] | 2666.35 | 2666.35 | INR Two Thousand Six Hundred & Sixty Six and Paise Thirty Five Only
217 | Supply & delevery of 1.1 Kv grade XLPE Aluminium armoured cable(make Gloster/Nicco/Havells) b) 4 x 16 sq mm | BI01010001010000000000000515BI0100001328 | 95 | mtr | 164.4425 |  |  | Excess(+) | 1 | Full Conversion | INR | [40 empty] | 15622.04 | 15622.04 | INR Fifteen Thousand Six Hundred & Twenty Two and Paise Four Only
218 | Supply & delevery of 1.1 Kv grade XLPE Aluminium armoured cable(make Gloster/Nicco/Havells) c) 4 x 6 sq mm | BI01010001010000000000000515BI0100001329 | 155 | mtr | 96.3104 |  |  | Excess(+) | 1 | Full Conversion | INR | [40 empty] | 14928.11 | 14928.11 | INR Fourteen Thousand Nine Hundred & Twenty Eight and Paise Eleven Only
219 | Laying of the following XLPE Al armoured cable incl. 2 x 10 SWG G.I. Earth continuity conductor recessed in wall & mending good the damages to original finish:- | BI01010001010000000000000515BI0100001330
220 | Laying of the following XLPE Al armoured cable incl. 2 x 10 SWG G.I. Earth continuity conductor recessed in wall & mending good the damages to original finish:- a) 3.5 x 35 sq mm | BI01010001010000000000000515BI0100001331 | 10 | mtr | 183.2544 |  |  | Excess(+) | 1 | Full Conversion | INR | [40 empty] | 1832.54 | 1832.54 | INR One Thousand Eight Hundred & Thirty Two and Paise Fifty Four Only
221 | Laying of the following XLPE Al armoured cable incl. 2 x 10 SWG G.I. Earth continuity conductor recessed in wall & mending good the damages to original finish:- b) 4x16 sq mm | BI01010001010000000000000515BI0100001332 | 95 | mtr | 183.2544 |  |  | Excess(+) | 1 | Full Conversion | INR | [40 empty] | 17409.17 | 17409.17 | INR Seventeen Thousand Four Hundred & Nine and Paise Seventeen Only
222 | Laying of the XLPE Al armoured cable incl. 2 x 10 SWG G.I. Earth continuity conductor on wall by S/F MS saddles a) 4x6 sq mm | BI01010001010000000000000515BI0100001333 | 250 | mtr | 67.872 |  |  | Excess(+) | 1 | Full Conversion | INR | [40 empty] | 16968 | 16968 | INR Sixteen Thousand Nine Hundred & Sixty Eight Only
223 | Supply & laying medium gauge G.I.Pipe(ISI-Medium) for cable protection a) 80 mm dia | BI01010001010000000000000515BI0100001334 | 6 | mtr | 598.4048 |  |  | Excess(+) | 1 | Full Conversion | INR | [40 empty] | 3590.43 | 3590.43 | INR Three Thousand Five Hundred & Ninety and Paise Forty Three Only
224 | Supply & laying medium gauge G.I.Pipe(ISI-Medium) for cable protection b) 40 mm dia | BI01010001010000000000000515BI0100001335 | 6 | mtr | 278.2752 |  |  | Excess(+) | 1 | Full Conversion | INR | [40 empty] | 1669.65 | 1669.65 | INR One Thousand Six Hundred & Sixty Nine and Paise Sixty Five Only
225 | Supply & fixing compression type gland with brass gland brass ring incl. socketing the ends off by crimping method incl. S/F solderless socket (Dowels make) & jointing ,materials etc. Of the following XLPE/A cable: a) 3.5 x 35 sq mm | BI01010001010000000000000515BI0100001336 | 2 | set | 361.984 |  |  | Excess(+) | 1 | Full Conversion | INR | [40 empty] | 723.97 | 723.97 | INR Seven Hundred & Twenty Three and Paise Ninety Seven Only
226 | Supply & fixing compression type gland with brass gland brass ring incl. socketing the ends off by crimping method incl. S/F solderless socket (Dowels make) & jointing ,materials etc. Of the following XLPE/A cable: b) 4 x 16 sq mm | BI01010001010000000000000515BI0100001337 | 4 | set | 256.7824 |  |  | Excess(+) | 1 | Full Conversion | INR | [40 empty] | 1027.13 | 1027.13 | INR One Thousand &Twenty Seven and Paise Thirteen Only
227 | Supply & fixing compression type gland with brass gland brass ring incl. socketing the ends off by crimping method incl. S/F solderless socket (Dowels make) & jointing ,materials etc. Of the following XLPE/A cable: c) 4 x 6 sq mm | BI01010001010000000000000515BI0100001338 | 8 | set | 200.2224 |  |  | Excess(+) | 1 | Full Conversion | INR | [40 empty] | 1601.78 | 1601.78 | INR One Thousand Six Hundred & One and Paise Seventy Eight Only
228 | Supply & drawing of 1.1 Kv grade single core stranded 'FR' Pvc insulated & unsheathed copper wire (brand appr by EIC) of the following sizes through alkathene pipe recessed in wall. a) 4x4+2x2.5 sq mm through 25mm Alka. Pipe (Pump) | BI01010001010000000000000515BI0100001339 | 15 | mtr | 411.7568 |  |  | Excess(+) | 1 | Full Conversion | INR | [40 empty] | 6176.35 | 6176.35 | INR Six Thousand One Hundred & Seventy Six and Paise Thirty Five Only
229 | Supply & drawing of 1.1 Kv grade single core stranded 'FR' Pvc insulated & unsheathed copper wire (brand appr by EIC) of the following sizes through alkathene pipe recessed in wall. b)2x4+1x2.5 sq mm through 19mm Alka.Pipe (SPNDB) | BI01010001010000000000000515BI0100001340 | 80 | mtr | 178.7296 |  |  | Excess(+) | 1 | Full Conversion | INR | [40 empty] | 14298.37 | 14298.37 | INR Fourteen Thousand Two Hundred & Ninety Eight and Paise Thirty Seven Only
230 | Supply & drawing of 1.1 Kv grade single core stranded 'FR' Pvc insulated & unsheathed copper wire (brand appr by EIC) of the following sizes through alkathene pipe recessed in wall. c) 2x2.5+1x1.5 sq mm through 19mm Alka.pipe (PP & Com) | BI01010001010000000000000515BI0100001341 | 390 | mtr | 144.7936 |  |  | Excess(+) | 1 | Full Conversion | INR | [40 empty] | 56469.5 | 56469.5 | INR Fifty Six Thousand Four Hundred & Sixty Nine and Paise Fifty Only
231 | Supply & drawing of 1.1 Kv grade single core stranded 'FR' Pvc insulated & unsheathed copper wire (brand appr by EIC) of the following sizes through alkathene pipe recessed in wall. d) 3x1.5 sq mm through 19mm Alkathene pipe | BI01010001010000000000000515BI0100001342 | 40 | mtr | 125.5632 |  |  | Excess(+) | 1 | Full Conversion | INR | [40 empty] | 5022.53 | 5022.53 | INR Five Thousand &Twenty Two and Paise Fifty Three Only
232 | Distn. wiring in 3 x 1.5 sqmm single core stranded 'FR' PVC insulated & unsheathed single core stranded copper wire (Gloster/Finolex/Havells) in 19 mm bore, 3 mm thick polythen pipe complete with all accessories embedded in wall to light/ fan/call bell points with Modular type switch (Brand approved by EIC) fixed on Modular GI switch board with top cover plate flushed in wall incl. mending good damages to original finish | BI01010001010000000000000515BI0100001343 | 135 | Pts | 1236.4016 |  |  | Excess(+) | 1 | Full Conversion | INR | [40 empty] | 166914.22 | 166914.22 | INR One Lakh Sixty Six Thousand Nine Hundred & Fourteen and Paise Twenty Two Only
233 | Distribution wiring in 1.1 KV grade 3 x 1.5 sq mm single core stranded 'FR' PVC insulated & unsheathed copper wire (brand approved by EIC) in 19mm bore, 3mm thickpolythene pipe complete with all accessories embedded in wall to 240 V 6A 5 pin plug point incl. S&F 240V 6A 3 pin modular type plug socket & modular type switch(Brand appr. by EIC) incl. S&F earth continuity wire fixed on 4 module GI switch board with 3/4 module top cover plate flushed in wall incl mending good damage to original finish. (on board) | BI01010001010000000000000515BI0100001344 | 24 | pts | 281.6688 |  |  | Excess(+) | 1 | Full Conversion | INR | [40 empty] | 6760.05 | 6760.05 | INR Six Thousand Seven Hundred & Sixty and Paise Five Only
234 | Distribution wiring in 1.1 KV grade 3 x 1.5 sq mm single core stranded 'FR' PVC insulated & unsheathed copper wire (brand approved by EIC) in 19mm bore, 3mm thickpolythene pipe complete with all accessories embedded in wall to 240 V 6A 5 pin plug point incl. S&F 240V 6A 3 pin modular type plug socket & modular type switch(Brand appr. by EIC) incl. S&F earth continuity wire fixed on 4 module GI switch board with 3/4 module top cover plate flushed in wall incl mending good damage to original finish. (Ave run 4.5 mtr) | BI01010001010000000000000515BI0100001345 | 8 | pts | 1061.0656 |  |  | Excess(+) | 1 | Full Conversion | INR | [40 empty] | 8488.52 | 8488.52 | INR Eight Thousand Four Hundred & Eighty Eight and Paise Fifty Two Only
235 | Supply & fixing of Modular type computer plug board of 12 module GI box with cover plate recessed in wall comprising of the following(All cabtree): a) 6/16A socket & 16A switch ---1 set b) 6A socket & 6A switch --- 3 sets | BI01010001010000000000000515BI0100001346 | 18 | sets | 1841.5936 |  |  | Excess(+) | 1 | Full Conversion | INR | [40 empty] | 33148.68 | 33148.68 | INR Thirty Three Thousand One Hundred & Forty Eight and Paise Sixty Eight Only
236 | Supply & Fixing 240 V 25 A Modular type starter (Crabtree) with 25A Modular switch type DP MCB (C-Curve) & 4Module GI Modular type swich board with 4 Module top cover plate flushed in wall incl. S&F switch board and cover plate and making necy. connections with PVC wire and earth continuity wire | BI01010001010000000000000515BI0100001347 | 7 | each | 886.8608 |  |  | Excess(+) | 1 | Full Conversion | INR | [40 empty] | 6208.03 | 6208.03 | INR Six Thousand Two Hundred & Eight and Paise Three Only
237 | Supply & Fixing 240V 16A Modular type plug socket incl. S/F GI switch board with top cover plate flushed in wall | BI01010001010000000000000515BI0100001348 | 7 | set | 374.4272 |  |  | Excess(+) | 1 | Full Conversion | INR | [40 empty] | 2620.99 | 2620.99 | INR Two Thousand Six Hundred & Twenty and Paise Ninety Nine Only
238 | Supply & Fixing 240 V, 25 A, 3 pin Modular type power plug socket (Cabtree), without plug top and switch with 2 Module GI Modular type switch board with top cover plate flushed in wall and making necy. connections with PVC Cu wire and earth continuity wire | BI01010001010000000000000515BI0100001349 | 6 | each | 415.1504 |  |  | Excess(+) | 1 | Full Conversion | INR | [40 empty] | 2490.9 | 2490.9 | INR Two Thousand Four Hundred & Ninety and Paise Ninety Only
239 | Supply & fixing of Modular type 16A control switch of 2 module GI box with cover plate recessed in wall comprising of the following (All cabtree): a) 16A switch ---1 set | BI01010001010000000000000515BI0100001350 | 1 | each | 329.1792 |  |  | Excess(+) | 1 | Full Conversion | INR | [40 empty] | 329.18 | 329.18 | INR Three Hundred & Twenty Nine and Paise Eighteen Only
240 | Supply of Mirror optic surface mounted luminairies (Make philips, cat no -TCS 605 2x TLD 36 w EBE) incl S/F 2x TLD-36w tube lamp (Philips) | BI01010001010000000000000515BI0100001351 | 3 | set | 3658.3008 |  |  | Excess(+) | 1 | Full Conversion | INR | [40 empty] | 10974.9 | 10974.9 | INR Ten Thousand Nine Hundred & Seventy Four and Paise Ninety Only
241 | Supply 4' 40w single fluorescent tube light fitting complete with all acessaries (Make Philips, cat no -TMC 501xTL36wEBT) | BI01010001010000000000000515BI0100001352 | 51 | set | 1023.736 |  |  | Excess(+) | 1 | Full Conversion | INR | [40 empty] | 52210.54 | 52210.54 | INR Fifty Two Thousand Two Hundred & Ten and Paise Fifty Four Only
242 | Supply 4' 40w Twin fluorescent tube light fitting complete with all acessaries (Philips, cat-TMC 5011, 2xTL36w EBT) | BI01010001010000000000000515BI0100001353 | 25 | set | 1268.0752 |  |  | Excess(+) | 1 | Full Conversion | INR | [40 empty] | 31701.88 | 31701.88 | INR Thirty One Thousand Seven Hundred & One and Paise Eighty Eight Only
243 | Fixing only the tube light fitting suspended 25 cm below the ceiling with 2 nos 20mm dia E I conduit(14 SWG) support fixed with "L" type MS clamp fixed on ceiling with fastener & connecting the length with PVC insulated copper wire 1.10 mtr length. | BI01010001010000000000000515BI0100001354 | 79 | set | 242.0768 |  |  | Excess(+) | 1 | Full Conversion | INR | [40 empty] | 19124.07 | 19124.07 | INR Nineteen Thousand One Hundred & Twenty Four and Paise Seven Only
244 | Supply & fixing of 1200mm sweep Ceiling Fan (Orient,New Bridge) complete with all acessaries Incl S/F Cu flex wire. | BI01010001010000000000000515BI0100001355 | 28 | set | 2432.08 |  |  | Excess(+) | 1 | Full Conversion | INR | [40 empty] | 68098.24 | 68098.24 | INR Sixty Eight Thousand &Ninety Eight and Paise Twenty Four Only
245 | Supply & fixing of 400mm sweep wall bracket Fan occilating type (Orient- wall 45) complete with all acessaries Incl S/F necy copper flex wire. | BI01010001010000000000000515BI0100001356 | 1 | set | 2624.384 |  |  | Excess(+) | 1 | Full Conversion | INR | [40 empty] | 2624.38 | 2624.38 | INR Two Thousand Six Hundred & Twenty Four and Paise Thirty Eight Only
246 | Supply & Fixing electronics step type, Moduler Socket type (2 module), Fan regulator (Cabtree) | BI01010001010000000000000515BI0100001357 | 28 | Set | 295.2432 |  |  | Excess(+) | 1 | Full Conversion | INR | [40 empty] | 8266.81 | 8266.81 | INR Eight Thousand Two Hundred & Sixty Six and Paise Eighty One Only
247 | Supply & fixing only of the following Exhaust Fan with louvre shutter after cutting wall & mening good the damages. a) 230 mm (9") sweep exhaust fan | BI01010001010000000000000515BI0100001358 | 8 | set | 2824.6064 |  |  | Excess(+) | 1 | Full Conversion | INR | [40 empty] | 22596.85 | 22596.85 | INR Twenty Two Thousand Five Hundred & Ninety Six and Paise Eighty Five Only
248 | Supply & fixing only of the following Exhaust Fan with louvre shutter after cutting wall & mening good the damages. b) 300 mm (12") sweep exhaust fan | BI01010001010000000000000515BI0100001359 | 2 | set | 3902.64 |  |  | Excess(+) | 1 | Full Conversion | INR | [40 empty] | 7805.28 | 7805.28 | INR Seven Thousand Eight Hundred & Five and Paise Twenty Eight Only
249 | Supply & fixing Bulk Head light fitting with PLS - 9w lamp(Philips, cat no - FXC 101 1xPL-S/2P 9w AC GR ) | BI01010001010000000000000515BI0100001360 | 6 | set | 1352.9152 |  |  | Excess(+) | 1 | Full Conversion | INR | [40 empty] | 8117.49 | 8117.49 | INR Eight Thousand One Hundred & Seventeen and Paise Forty Nine Only
250 | Supply & Fixing multitune call bell on suitable board on wall | BI01010001010000000000000515BI0100001361 | 3 | each | 346.1472 |  |  | Excess(+) | 1 | Full Conversion | INR | [40 empty] | 1038.44 | 1038.44 | INR One Thousand &Thirty Eight and Paise Forty Four Only
251 | Supply & fixing Circular Ceiling fitting complete with 2x9w CFL lamp(make K-LITE, Canopus Round, cat no - 2971 | BI01010001010000000000000515BI0100001362 | 5 | each | 2056.5216 |  |  | Excess(+) | 1 | Full Conversion | INR | [40 empty] | 10282.61 | 10282.61 | INR Ten Thousand Two Hundred & Eighty Two and Paise Sixty One Only
252 | Supply & fixing Angular batten holder (Anchor) on round block on wall/ceiling incl. S/F 14w CFL Lamp | BI01010001010000000000000515BI0100001363 | 8 | set | 212.6656 |  |  | Excess(+) | 1 | Full Conversion | INR | [40 empty] | 1701.32 | 1701.32 | INR One Thousand Seven Hundred & One and Paise Thirty Two Only
253 | Earthing the the Installation by 50 mm dia G.I. Pipe (ISI -M) 3.64 mtr long & 1x4 SWG G.I.(Hot dip) wire (4 mtr long) with suitable nuts, bolts & washer etc. Incl S/F 15 mm dia GI protection pipe (1 mtr long) to be filled with bitumen partly under ground level & partly under ground level driven to an depth of 3.65 mtr below the ground level. | BI01010001010000000000000515BI0100001364 | 2 | set | 1723.9488 |  |  | Excess(+) | 1 | Full Conversion | INR | [40 empty] | 3447.9 | 3447.9 | INR Three Thousand Four Hundred & Forty Seven and Paise Ninety Only
254 | Supply & fixing earth busbar of galvanised (Hot dip) MS flat 25mm x 6mm on wall having clearance of 6mm from wall Incl providing drilled holes onthe busbar complete with nuts, bolts & washers spacing insulator etc. as required | BI01010001010000000000000515BI0100001365 | 1 | mtr | 176.4672 |  |  | Excess(+) | 1 | Full Conversion | INR | [40 empty] | 176.47 | 176.47 | INR One Hundred & Seventy Six and Paise Forty Seven Only
255 | Fixing only Metal halide flood light fitting on roof top by providing mini pole of 80mm dia GI pipe (ISI-M) 2 mtr long to be grouted by CC muffing (6:3:1)of dimension 0.45 x 0.45 x 0.60 mtr above roof floor cement plastering & neat cemented finish incl S/F 20x15x10cm loop box 16 SWG incl drilled hole on pole & painting | BI01010001010000000000000515BI0100001366 | 4 | each | 2880.0352 |  |  | Excess(+) | 1 | Full Conversion | INR | [40 empty] | 11520.14 | 11520.14 | INR Eleven Thousand Five Hundred & Twenty and Paise Fourteen Only
256 | Supply & fixing 250 w HPSV fitting (Make Philips, cat no - SGP 1xSONT) incl S/F 250w SonT lamp | BI01010001010000000000000515BI0100001367 | 4 | each | 6827.9232 |  |  | Excess(+) | 1 | Full Conversion | INR | [40 empty] | 27311.69 | 27311.69 | INR Twenty Seven Thousand Three Hundred & Eleven and Paise Sixty Nine Only
257 | Supply & fixing 40mm dia GI(ISI-M) pipe of 1.20 mtr long KMDA type Arm bracket thoroughly welded with 100mm dia 30 cm long vertical jacket with tie support incl S/F pole cap & ppainting as per direction of the EIC. | BI01010001010000000000000515BI0100001368 | 4 | each | 1583.68 |  |  | Excess(+) | 1 | Full Conversion | INR | [40 empty] | 6334.72 | 6334.72 | INR Six Thousand Three Hundred & Thirty Four and Paise Seventy Two Only
258 | Supply & fixing 415 volt 63ATPN switch in S.S. enclosure with HRC fuses onLS & NL to be fixed on angle frame on wall including earthing attachment.(LT/Seimens) | BI01010001010000000000000515BI0100001369 | 1 | No | 4674.1184 |  |  | Excess(+) | 1 | Full Conversion | INR | [40 empty] | 4674.12 | 4674.12 | INR Four Thousand Six Hundred & Seventy Four and Paise Twelve Only
259 | Supply & fixing 4 way double door horizontal TPN MCB DB with SS enclosure (Legrand/Seimens/ABB) concealed in wall after cutting the wall & mending good the damages to original finish with earthing attachment comprising with the following. a) 63 A Four Pole isolator -1 No. b)16 to 32 A range SP MCB.-12 Nos. | BI01010001010000000000000515BI0100001370 | 1 | No | 6760.0512 |  |  | Excess(+) | 1 | Full Conversion | INR | [40 empty] | 6760.05 | 6760.05 | INR Six Thousand Seven Hundred & Sixty and Paise Five Only
260 | Supply & fixing SPN MCB DB (2+6) WAY (Make legrand/ Seimens/ABB) with S.S. Enclosure concealed in wall after cutting wall & mending good the damages & earthing attachment comprising with the following: a) 40 A DP isolator - 1 No. b) 6 to 16 A range SPMCB - 6 Nos. | BI01010001010000000000000515BI0100001371 | 2 | Set | 3212.608 |  |  | Excess(+) | 1 | Full Conversion | INR | [40 empty] | 6425.22 | 6425.22 | INR Six Thousand Four Hundred & Twenty Five and Paise Twenty Two Only
261 | Supply & delivery of 1.1 KV grade X LPE AL. Armoured Cable (make Gloster/Nicco/Havells) 4 X 16 sqmm. XLPE /A Cable. | BI01010001010000000000000515BI0100001372 | 60 | Mtr. | 259.0448 |  |  | Excess(+) | 1 | Full Conversion | INR | [40 empty] | 15542.69 | 15542.69 | INR Fifteen Thousand Five Hundred & Forty Two and Paise Sixty Nine Only
262 | Supply & delivery of 1.1 KV grade X LPE AL. Armoured Cable (make Gloster/Nicco/Havells) 2 X 6 sqmm. XLPE /A Cable. | BI01010001010000000000000515BI0100001373 | 200 | Mtr. | 136.8752 |  |  | Excess(+) | 1 | Full Conversion | INR | [40 empty] | 27375.04 | 27375.04 | INR Twenty Seven Thousand Three Hundred & Seventy Five and Paise Four Only
263 | Laying of 4x16 sq sqmm XLPE/A cable in underground trench 460 mm wide x 760 mm average depth, with brick protection on the top of the cable with 8 (eight) Nos. bricks per metre, including filling the space between the brick & cable and also the trench with shifted soil, leveling up and restoring surface duly rammed | BI01010001010000000000000515BI0100001374 | 60 | Mtr | 183.2544 |  |  | Excess(+) | 1 | Full Conversion | INR | [40 empty] | 10995.26 | 10995.26 | INR Ten Thousand Nine Hundred & Ninety Five and Paise Twenty Six Only
264 | Laying of cable upto 2 core 6 sqmm on wall/surface incl. S & F MS saddles with earthing attachment in 10 SWG GI (Hot Dip) Wire, making holes etc. as necy. mending good damages and painting | BI01010001010000000000000515BI0100001375 | 200 | Mtr | 143.6624 |  |  | Excess(+) | 1 | Full Conversion | INR | [40 empty] | 28732.48 | 28732.48 | INR Twenty Eight Thousand Seven Hundred & Thirty Two and Paise Forty Eight Only
265 | Supply & laying medium gauge 40 mm dia G.I. Pipe (ISI -m) for cable protection. | BI01010001010000000000000515BI0100001376 | 6 | Mtr | 278.2752 |  |  | Excess(+) | 1 | Full Conversion | INR | [40 empty] | 1669.65 | 1669.65 | INR One Thousand Six Hundred & Sixty Nine and Paise Sixty Five Only
266 | Supply & fixing (40mmx40mmx6mm) G I Pole clamp with nuts, bolts & washer for holding vertical 40 mm dia G I cable protechtion pipe from service pole. | BI01010001010000000000000515BI0100001377 | 2 | Set | 169.68 |  |  | Excess(+) | 1 | Full Conversion | INR | [40 empty] | 339.36 | 339.36 | INR Three Hundred & Thirty Nine and Paise Thirty Six Only
267 | Supply & fixing compression type cable gland suitable for cable with brass gland, brass ring incl.socketing the ends off by crimping method including S/F solderless socket (Dowels value) & jointing materials etc. a) 4x16 sq mm XLPE/A | BI01010001010000000000000515BI0100001378 | 2 | Set | 256.7824 |  |  | Excess(+) | 1 | Full Conversion | INR | [40 empty] | 513.56 | 513.56 | INR Five Hundred & Thirteen and Paise Fifty Six Only
268 | Supply & fixing compression type cable gland suitable for cable with brass gland, brass ring incl.socketing the ends off by crimping method including S/F solderless socket (Dowels value) & jointing materials etc. b) 2x6 sq mm XLPE/A | BI01010001010000000000000515BI0100001379 | 12 | set | 113.12 |  |  | Excess(+) | 1 | Full Conversion | INR | [40 empty] | 1357.44 | 1357.44 | INR One Thousand Three Hundred & Fifty Seven and Paise Forty Four Only
269 | Supply & drawing PVC insulated (FR) Copper wire through alkathene pipe recessed in wall & mending good the damages. a) 2X4 + 1X2.5 Sqmm.(SPN) | BI01010001010000000000000515BI0100001380 | 30 | Mtr | 107.464 |  |  | Excess(+) | 1 | Full Conversion | INR | [40 empty] | 3223.92 | 3223.92 | INR Three Thousand Two Hundred & Twenty Three and Paise Ninety Two Only
270 | Supply & drawing PVC insulated (FR) Copper wire through alkathene pipe recessed in wall & mending good the damages. b) 2X2.5 + 1X1.5 Sqmm.(P/P) | BI01010001010000000000000515BI0100001381 | 20 | Mtr | 73.528 |  |  | Excess(+) | 1 | Full Conversion | INR | [40 empty] | 1470.56 | 1470.56 | INR One Thousand Four Hundred & Seventy and Paise Fifty Six Only
271 | Supply & drawing PVC insulated (FR) Copper wire through alkathene pipe recessed in wall & mending good the damages. c) 3x1.5 sq mm | BI01010001010000000000000515BI0100001382 | 28 | Mtr | 54.2976 |  |  | Excess(+) | 1 | Full Conversion | INR | [40 empty] | 1520.33 | 1520.33 | INR One Thousand Five Hundred & Twenty and Paise Thirty Three Only
272 | Distribution wiring in 1.1 KV grade 3X1.5 Sqmm. Single core standard "FR" PVC insulated copper wire (approved value) in 19 mm bore , 3 mm thick Polythene Pipe complete with all accessories embeded in wall to light/fan point with piano .key type switch (Anchor) on M.S. switch board with bakelite top cover recessed in wall.(Ave. run 8 mtr.) | BI01010001010000000000000515BI0100001383 | 167 | pts | 1016.9488 |  |  | Excess(+) | 1 | Full Conversion | INR | [40 empty] | 169830.45 | 169830.45 | INR One Lakh Sixty Nine Thousand Eight Hundred & Thirty and Paise Forty Five Only
273 | Distribution wiring in 1.1 KV grade 3X1.5 Sqmm. Single core standed "FR" PVC insulated copper wire (approved value) in 19 mm bore , 3 mm thick Polythene Pipe complete with all accessories embeded in wall to 240V 6A 5 pin plug point including S/F 240 V 6A 3 pin flush type plug socket & piano key type switch (Anchor) including S/F earth continuty wire fixed on sheet metal (16 SWG) switch board with bakelite top cover (3 mm thick) flushed in wall including mending good damages do original finish . a) on board | BI01010001010000000000000515BI0100001384 | 26 | pts | 85.9712 |  |  | Excess(+) | 1 | Full Conversion | INR | [40 empty] | 2235.25 | 2235.25 | INR Two Thousand Two Hundred & Thirty Five and Paise Twenty Five Only
274 | Distribution wiring in 1.1 KV grade 3X1.5 Sqmm. Single core standed "FR" PVC insulated copper wire (approved value) in 19 mm bore , 3 mm thick Polythene Pipe complete with all accessories embeded in wall to 240V 6A 5 pin plug point including S/F 240 V 6A 3 pin flush type plug socket & piano key type switch (Anchor) including S/F earth continuty wire fixed on sheet metal (16 SWG) switch board with bakelite top cover (3 mm thick) flushed in wall including mending good damages do original finish . b) Ave 4.5 mtr | BI01010001010000000000000515BI0100001385 | 16 | pts | 773.7408 |  |  | Excess(+) | 1 | Full Conversion | INR | [40 empty] | 12379.85 | 12379.85 | INR Twelve Thousand Three Hundred & Seventy Nine and Paise Eighty Five Only
275 | Supplying & Fixing control switch for stair case/ Compound light fitting by piano type 20A switch incl. S/F (100x100x65 mm) MS box,with backelite top cover recessed in wall & S/F 20A switch | BI01010001010000000000000515BI0100001386 | 3 | set | 235.2896 |  |  | Excess(+) | 1 | Full Conversion | INR | [40 empty] | 705.87 | 705.87 | INR Seven Hundred & Five and Paise Eighty Seven Only
276 | Supply & Fixing 240 V, 20A, plug socket with separate 20 A Piano key type switch (Brand approved by EIC) on sheet metal switch board embedded in wall incl. S & F 150x100x65mm MS (16SWG) switch board and bakelite/perspex top cover of 3mm thick by Brass screws after making housing for switch by cutting bakelite/perspex cover and making necessary connections as required | BI01010001010000000000000515BI0100001387 | 2 | Set | 366.5088 |  |  | Excess(+) | 1 | Full Conversion | INR | [40 empty] | 733.02 | 733.02 | INR Seven Hundred & Thirty Three and Paise Two Only
277 | Supply & fixing single fluorescent (make philips Cat. No -TMC 501 X TL36WEBT) including S/F 36w Tube lamp | BI01010001010000000000000515BI0100001388 | 99 | Set | 1266.944 |  |  | Excess(+) | 1 | Full Conversion | INR | [40 empty] | 125427.46 | 125427.46 | INR One Lakh Twenty Five Thousand Four Hundred & Twenty Seven and Paise Forty Six Only
278 | Fixing the above Tube light fitting suspended 25 cm. Below the cutting with 2 Nos. 20 mm dia E.I. conduit (14 SWG) support fixed with "L" type clamp fixed on ceiling with fastener & S/F connecting copper wire. | BI01010001010000000000000515BI0100001389 | 99 | Set | 244.3392 |  |  | Excess(+) | 1 | Full Conversion | INR | [40 empty] | 24189.58 | 24189.58 | INR Twenty Four Thousand One Hundred & Eighty Nine and Paise Fifty Eight Only
279 | Supply & fixing of 1200mm sweep Ceiling Fan (Orient,New Bridge) complete with all acessaries Incl S/F necy copper flex wire. | BI01010001010000000000000515BI0100001390 | 48 | each | 2432.08 |  |  | Excess(+) | 1 | Full Conversion | INR | [40 empty] | 116739.84 | 116739.84 | INR One Lakh Sixteen Thousand Seven Hundred & Thirty Nine and Paise Eighty Four Only
280 | Fixing only fan clamp for RC ceiling as per specification after cutting the ceiling & binding with reinforcement and mending good the damages. | BI01010001010000000000000515BI0100001391 | 48 | each | 143.6624 |  |  | Excess(+) | 1 | Full Conversion | INR | [40 empty] | 6895.8 | 6895.8 | INR Six Thousand Eight Hundred & Ninety Five and Paise Eighty Only
281 | Supply & Fixing Socket type fan regulator (Step type)(Brand approved by EIC) on existing sheet metal switch board with bakelite/perspex top cover by screw after making housing for regulator knob by cutting bakelite/ perspex top cover incl. making necy. connections etc. | BI01010001010000000000000515BI0100001392 | 48 | each | 295.2432 |  |  | Excess(+) | 1 | Full Conversion | INR | [40 empty] | 14171.67 | 14171.67 | INR Fourteen Thousand One Hundred & Seventy One and Paise Sixty Seven Only
282 | Supply & fixing 425 mm (12") sweep heavy duty exhaust fan (EPC/Crompton) complete with louvre shutter after cutting hole on wall & mending good the damages. | BI01010001010000000000000515BI0100001393 | 4 | each | 3902.64 |  |  | Excess(+) | 1 | Full Conversion | INR | [40 empty] | 15610.56 | 15610.56 | INR Fifteen Thousand Six Hundred & Ten and Paise Fifty Six Only
283 | Supply & fixing Angular batten holder (Anchor) on round block on wall/ceiling incl. S/F 14w CFL Lamp (Philips) (Toilets) | BI01010001010000000000000515BI0100001394 | 20 | Set | 212.6656 |  |  | Excess(+) | 1 | Full Conversion | INR | [40 empty] | 4253.31 | 4253.31 | INR Four Thousand Two Hundred & Fifty Three and Paise Thirty One Only
284 | Earthing the installation by 50 mm dia. G.I. Pipe (ISI-M) of 3.64 mtr. Long driven to an depth of 3.65 mtr. Below the ground level including S/F 1X4 SWG. G.I. Earth wire (4 mtr. Long) with nuts bolts & washers. | BI01010001010000000000000515BI0100001395 | 2 | Set | 1723.9488 |  |  | Excess(+) | 1 | Full Conversion | INR | [40 empty] | 3447.9 | 3447.9 | INR Three Thousand Four Hundred & Forty Seven and Paise Ninety Only
285 | COMPOUND LIGHTING Fixing only HPSV Street light fitting on roof top by providing mini pole of 80mm dia GI pipe (ISI-M) 2 mtr long to be grouted by CC muffing (6:3:1)of dimension 0.45 x 0.45 x 0.60 mtr above roof floor cement plastering & neat cemented finish incl S/F 20x15x10cm loop box 16 SWG incl drilled hole on pole & painting | BI01010001010000000000000515BI0100001396 | 7 | set | 2880.0352 |  |  | Excess(+) | 1 | Full Conversion | INR | [40 empty] | 20160.25 | 20160.25 | INR Twenty Thousand One Hundred & Sixty and Paise Twenty Five Only
286 | Supply & fixing 150 w HPSV fitting (Make Philips, cat no - SGP 401 1xSONT) incl S/F 150w Son -T lamp | BI01010001010000000000000515BI0100001397 | 7 | set | 7024.752 |  |  | Excess(+) | 1 | Full Conversion | INR | [40 empty] | 49173.26 | 49173.26 | INR Forty Nine Thousand One Hundred & Seventy Three and Paise Twenty Six Only
287 | Supply & fixing 40mm dia GI(ISI-M) pipe of 1.20 mtr long KMDA type Arm bracket thoroughly welded with 100mm dia 30 cm long vertical jacket with tie support incl S/F pole cap & ppainting as per direction of the EIC. | BI01010001010000000000000515BI0100001398 | 7 | set | 1583.68 |  |  | Excess(+) | 1 | Full Conversion | INR | [40 empty] | 11085.76 | 11085.76 | INR Eleven Thousand &Eighty Five and Paise Seventy Six Only
288 | Supply & fixing 240 volt 32A DP switch with fuse on LS & in S.S. enclosure to be fixed on angle frame on wall incl. earthing attachment. (Havells/HPL) | BI01010001010000000000000515BI0100001399 | 1 | Nos. | 1692.2752 |  |  | Excess(+) | 1 | Full Conversion | INR | [40 empty] | 1692.28 | 1692.28 | INR One Thousand Six Hundred & Ninety Two and Paise Twenty Eight Only
289 | Supply & fixing SPN MCB DB (2+6) WAY (Make legrand/Seimens/ ABB) with S.S. Enclosure concealed in wall after cutting wall & mending good the damages & earthing attachment comprising with the following. a)40 A DP isolator - 1 No. b)6 to 16 A range SPMCB - 6 Nos. | BI01010001010000000000000515BI0100001400 | 1 | Set | 3705.8112 |  |  | Excess(+) | 1 | Full Conversion | INR | [40 empty] | 3705.81 | 3705.81 | INR Three Thousand Seven Hundred & Five and Paise Eighty One Only
290 | Supply & delivery of 1.1 KV grade X LPE AL Armoured Cable (make Gloster/Nicco/Havells) a) 2 X 6 sqmm. X LPE /A Cable. | BI01010001010000000000000515BI0100001401 | 230 | Mtr. | 72.3968 |  |  | Excess(+) | 1 | Full Conversion | INR | [40 empty] | 16651.26 | 16651.26 | INR Sixteen Thousand Six Hundred & Fifty One and Paise Twenty Six Only
291 | Laying of the following cable in the manner stated below:- a)2 X 6 sqmm. X LPE /A Cable through underground trench necessary brick protection. | BI01010001010000000000000515BI0100001402 | 45 | Mtr. | 183.2544 |  |  | Excess(+) | 1 | Full Conversion | INR | [40 empty] | 8246.45 | 8246.45 | INR Eight Thousand Two Hundred & Forty Six and Paise Forty Five Only
292 | b)2 X 6 sqmm. X LPE /A Cable recessed in wall with 1X10 SWG G.I. Earth wire & mending good the damages. | BI01010001010000000000000515BI0100001403 | 185 | Mtr. | 159.4992 |  |  | Excess(+) | 1 | Full Conversion | INR | [40 empty] | 29507.35 | 29507.35 | INR Twenty Nine Thousand Five Hundred & Seven and Paise Thirty Five Only
293 | Supply & laying medium gauge G.I. Pipe (ISI -m) for cable protection. a) 40 mm dia G.I. Pipe | BI01010001010000000000000515BI0100001404 | 6 | Mtr. | 278.2752 |  |  | Excess(+) | 1 | Full Conversion | INR | [40 empty] | 1669.65 | 1669.65 | INR One Thousand Six Hundred & Sixty Nine and Paise Sixty Five Only
294 | Supply & fixing compression type cable gland with brass gland, brass ring incl.socketing the ends off by crimping method including S/F solderless socket (Dowels value) & jointing materials etc. of the following X LPE/A cable. b) 2 X 6 sqmm. | BI01010001010000000000000515BI0100001405 | 2 | Set | 113.12 |  |  | Excess(+) | 1 | Full Conversion | INR | [40 empty] | 226.24 | 226.24 | INR Two Hundred & Twenty Six and Paise Twenty Four Only
295 | Supply & drawing 2X4 + 1X2.5 Sqmm. PVC insulated (FR) Copper wire through alkathene pipe recessed in wall & mending good the damages.(P/P) | BI01010001010000000000000515BI0100001406 | 45 | Mtr. | 107.464 |  |  | Excess(+) | 1 | Full Conversion | INR | [40 empty] | 4835.88 | 4835.88 | INR Four Thousand Eight Hundred & Thirty Five and Paise Eighty Eight Only
296 | Distribution wiring in 1.1 KV grade 3X1.5 Sqmm. Single core standard "FR" PVC insulated copper wire (approved value) in 19 mm bore , 3 mm thick Polythene Pipe complete with all accessories embeded in wall to light/fan point with piano .key type switch (Anchor) on M.S. switch board with bakelite top cover recessed in wall (Ave run 8 mtr) | BI01010001010000000000000515BI0100001407 | 30 | Pt. | 1093.8704 |  |  | Excess(+) | 1 | Full Conversion | INR | [40 empty] | 32816.11 | 32816.11 | INR Thirty Two Thousand Eight Hundred & Sixteen and Paise Eleven Only
297 | Distribution wiring in 1.1 KV grade 3X1.5 Sqmm. Single core standed "FR" PVC insulated copper wire (approved value) in 19 mm bore , 3 mm thick Polythene Pipe complete with all accessories embeded in wall to 240V 6A 5 pin plug point incl S/F 240 V 6A 3 pin flush type plug socket & piano key type switch (Anchor) including S/F earth continuty wire fixed on sheet metal (16SWG) switch board with bakelite top cover (3 mm thick) flushed in wall including mending good damages do original finish .(on board) | BI01010001010000000000000515BI0100001408 | 4 | Pt. | 84.84 |  |  | Excess(+) | 1 | Full Conversion | INR | [40 empty] | 339.36 | 339.36 | INR Three Hundred & Thirty Nine and Paise Thirty Six Only
298 | "Supply & Fixing 240 V, 20A, plug socket with separate 20 A Piano key type switch (Brand approved by EIC) on sheet metal switch board embedded in wall incl. S & F 150x100x65mm MS (16SWG) switch board and bakelite/perspex top cover of 3mm thick by Brass screws after making housing for switch by cutting bakelite/perspex cover and making necessary connections as required" | BI01010001010000000000000515BI0100001409 | 3 | Set | 366.5088 |  |  | Excess(+) | 1 | Full Conversion | INR | [40 empty] | 1099.53 | 1099.53 | INR One Thousand &Ninety Nine and Paise Fifty Three Only
299 | Supply & fixing single fluorescent (make philips Cat. No. -TMC 501 1 X TL36WEBT) including S/F 36 W Tube lamp. | BI01010001010000000000000515BI0100001410 | 21 | Set | 1023.736 |  |  | Excess(+) | 1 | Full Conversion | INR | [40 empty] | 21498.46 | 21498.46 | INR Twenty One Thousand Four Hundred & Ninety Eight and Paise Forty Six Only
300 | Fixing the above Tube light fitting suspended 30 cm. Below the cutting with 2 Nos. 20 mm dia E.I. conduit (14 SWG) support fixed with "L" type clamp fixed on ceiling with fastener & S/F connecting copper wire. | BI01010001010000000000000515BI0100001411 | 21 | Set | 242.0768 |  |  | Excess(+) | 1 | Full Conversion | INR | [40 empty] | 5083.61 | 5083.61 | INR Five Thousand &Eighty Three and Paise Sixty One Only
301 | Supply & fixing 1200 mm sweep ceiling fan complete with all accessories (make Crompton/ Orient) | BI01010001010000000000000515BI0100001412 | 8 | Set | 2432.08 |  |  | Excess(+) | 1 | Full Conversion | INR | [40 empty] | 19456.64 | 19456.64 | INR Nineteen Thousand Four Hundred & Fifty Six and Paise Sixty Four Only
302 | Fixing the 1200 mm sweep ceiling fan with all accessories including S/F connecting copper wire. | BI01010001010000000000000515BI0100001413 | 8 | Set | 76.9216 |  |  | Excess(+) | 1 | Full Conversion | INR | [40 empty] | 615.37 | 615.37 | INR Six Hundred & Fifteen and Paise Thirty Seven Only
303 | Supply & fixing socket type electronics fan regulator (Anchor/Rider) including connection. | BI01010001010000000000000515BI0100001414 | 8 | Nos. | 295.2432 |  |  | Excess(+) | 1 | Full Conversion | INR | [40 empty] | 2361.95 | 2361.95 | INR Two Thousand Three Hundred & Sixty One and Paise Ninety Five Only
304 | Supply & fixing 425 mm (12") sweep heavy duty exhaust fan complete with louvre shutter after cutting hole on wall & mending good the damages. | BI01010001010000000000000515BI0100001415 | 2 | Nos. | 3902.64 |  |  | Excess(+) | 1 | Full Conversion | INR | [40 empty] | 7805.28 | 7805.28 | INR Seven Thousand Eight Hundred & Five and Paise Twenty Eight Only
305 | Supply of 70w HPSV fitting (make Philips cat no - SRP308 1xSON70W FG) incl. S/F 70W SON lamp(Philips) | BI01010001010000000000000515BI0100001416 | 6 | set | 4126.6176 |  |  | Excess(+) | 1 | Full Conversion | INR | [40 empty] | 24759.71 | 24759.71 | INR Twenty Four Thousand Seven Hundred & Fifty Nine and Paise Seventy One Only
306 | Fixing only 70w Metal halide street light fitting complete with all accessories to be fixed/ projected from the wall of the building incl. making holes/ providing clamping arrangement & necy. GI reducer as required. S&F 40 mm GI pipe (ISI-Medium) quality 1.5 mts. average length having suitable bend S&F necy. length of 1.5 sqmm PVC insulated single core stranded annealed copper wire and making connections as required and mending good damages to wall incl. painting etc. | BI01010001010000000000000515BI0100001417 | 6 | set | 1107.4448 |  |  | Excess(+) | 1 | Full Conversion | INR | [40 empty] | 6644.67 | 6644.67 | INR Six Thousand Six Hundred & Forty Four and Paise Sixty Seven Only
307 | Supplying & Fixing 3 mm thick Stainless steel water proof type looping cable box having lined with rubber gasketted Stainless steel hinged type door with mechanical locking arrangement Incl. earth terminal lug, including S&F 40x6 mm thick, MS clamps with bolts, nuts incl painting etc. a) Size200x150x100 mm deep with 240V 2 Pole stud connector & one 240V 15 A porcelain kit-kat fuse unit | BI01010001010000000000000515BI0100001418 | 6 | set | 1770.328 |  |  | Excess(+) | 1 | Full Conversion | INR | [40 empty] | 10621.97 | 10621.97 | INR Ten Thousand Six Hundred & Twenty One and Paise Ninety Seven Only
308 | Earthing the installation by 50 mm dia. G.I. Pipe (ISI-M) of 3.64 mtr. Long driven to an depth of 3.65 mtr. Below the ground level including S/F 1X4 SWG. G.I. Earth wire (4 mtr. Long) with nuts bolts & washers.(TPNDB - 2, Gen set -4) | BI01010001010000000000000515BI0100001419 | 2 | Set | 1696.8 |  |  | Excess(+) | 1 | Full Conversion | INR | [40 empty] | 3393.6 | 3393.6 | INR Three Thousand Three Hundred & Ninety Three and Paise Sixty Only
Total in Figures | [51 empty] | 32462217.14 | 32462217.14 | INR Three Crore Twenty Four Lakh Sixty Two Thousand Two Hundred & Seventeen and Paise Fourteen Only | 4 | Construction of chamber for 100mm sluice plates | item5 | 10 | Nos
Quoted Rate in Figures |  |  |  | Select | [47 empty] | 0 | 0 | INR Zero Only
Quoted Rate in Words |  | INR Zero Only
Note on K17: gepadmin: 1. If you choose "Full Conversion" then Column BA (AMOUNT) and Column BB (TAXES) BOTH values will be convert based on selected Currency in (Column L). 2. If you choose "Partial Conversion" then Column BA (AMOUNT) only will be converted based on selected currency (Column L) and Column BB (TAXES) value (INR) will be added to the converted values.
Note on K18: gepadmin: 1. If you choose "Full Conversion" then Column BA (AMOUNT) and Column BB (TAXES) BOTH values will be convert based on selected Currency in (Column L). 2. If you choose "Partial Conversion" then Column BA (AMOUNT) only will be converted based on selected currency (Column L) and Column BB (TAXES) value (INR) will be added to the converted values.
Note on K20: gepadmin: 1. If you choose "Full Conversion" then Column BA (AMOUNT) and Column BB (TAXES) BOTH values will be convert based on selected Currency in (Column L). 2. If you choose "Partial Conversion" then Column BA (AMOUNT) only will be converted based on selected currency (Column L) and Column BB (TAXES) value (INR) will be added to the converted values.
Note on K13: gepadmin: 1. If you choose "Full Conversion" then Column BA (AMOUNT) and Column BB (TAXES) BOTH values will be convert based on selected Currency in (Column L). 2. If you choose "Partial Conversion" then Column BA (AMOUNT) only will be converted based on selected currency (Column L) and Column BB (TAXES) value (INR) will be added to the converted values.
Note on K50: gepadmin: 1. If you choose "Full Conversion" then Column BA (AMOUNT) and Column BB (TAXES) BOTH values will be convert based on selected Currency in (Column L). 2. If you choose "Partial Conversion" then Column BA (AMOUNT) only will be converted based on selected currency (Column L) and Column BB (TAXES) value (INR) will be added to the converted values.
Note on K61: gepadmin: 1. If you choose "Full Conversion" then Column BA (AMOUNT) and Column BB (TAXES) BOTH values will be convert based on selected Currency in (Column L). 2. If you choose "Partial Conversion" then Column BA (AMOUNT) only will be converted based on selected currency (Column L) and Column BB (TAXES) value (INR) will be added to the converted values.
Note on K66: gepadmin: 1. If you choose "Full Conversion" then Column BA (AMOUNT) and Column BB (TAXES) BOTH values will be convert based on selected Currency in (Column L). 2. If you choose "Partial Conversion" then Column BA (AMOUNT) only will be converted based on selected currency (Column L) and Column BB (TAXES) value (INR) will be added to the converted values.
Note on K124: gepadmin: 1. If you choose "Full Conversion" then Column BA (AMOUNT) and Column BB (TAXES) BOTH values will be convert based on selected Currency in (Column L). 2. If you choose "Partial Conversion" then Column BA (AMOUNT) only will be converted based on selected currency (Column L) and Column BB (TAXES) value (INR) will be added to the converted values.
Note on K134: gepadmin: 1. If you choose "Full Conversion" then Column BA (AMOUNT) and Column BB (TAXES) BOTH values will be convert based on selected Currency in (Column L). 2. If you choose "Partial Conversion" then Column BA (AMOUNT) only will be converted based on selected currency (Column L) and Column BB (TAXES) value (INR) will be added to the converted values.
Note on K136: gepadmin: 1. If you choose "Full Conversion" then Column BA (AMOUNT) and Column BB (TAXES) BOTH values will be convert based on selected Currency in (Column L). 2. If you choose "Partial Conversion" then Column BA (AMOUNT) only will be converted based on selected currency (Column L) and Column BB (TAXES) value (INR) will be added to the converted values.
Note on K138: gepadmin: 1. If you choose "Full Conversion" then Column BA (AMOUNT) and Column BB (TAXES) BOTH values will be convert based on selected Currency in (Column L). 2. If you choose "Partial Conversion" then Column BA (AMOUNT) only will be converted based on selected currency (Column L) and Column BB (TAXES) value (INR) will be added to the converted values.
Note on K165: gepadmin: 1. If you choose "Full Conversion" then Column BA (AMOUNT) and Column BB (TAXES) BOTH values will be convert based on selected Currency in (Column L). 2. If you choose "Partial Conversion" then Column BA (AMOUNT) only will be converted based on selected currency (Column L) and Column BB (TAXES) value (INR) will be added to the converted values.
Note on K167: gepadmin: 1. If you choose "Full Conversion" then Column BA (AMOUNT) and Column BB (TAXES) BOTH values will be convert based on selected Currency in (Column L). 2. If you choose "Partial Conversion" then Column BA (AMOUNT) only will be converted based on selected currency (Column L) and Column BB (TAXES) value (INR) will be added to the converted values.
Note on K170: gepadmin: 1. If you choose "Full Conversion" then Column BA (AMOUNT) and Column BB (TAXES) BOTH values will be convert based on selected Currency in (Column L). 2. If you choose "Partial Conversion" then Column BA (AMOUNT) only will be converted based on selected currency (Column L) and Column BB (TAXES) value (INR) will be added to the converted values.
Note on K15: gepadmin: 1. If you choose "Full Conversion" then Column BA (AMOUNT) and Column BB (TAXES) BOTH values will be convert based on selected Currency in (Column L). 2. If you choose "Partial Conversion" then Column BA (AMOUNT) only will be converted based on selected currency (Column L) and Column BB (TAXES) value (INR) will be added to the converted values.
Note on K43: gepadmin: 1. If you choose "Full Conversion" then Column BA (AMOUNT) and Column BB (TAXES) BOTH values will be convert based on selected Currency in (Column L). 2. If you choose "Partial Conversion" then Column BA (AMOUNT) only will be converted based on selected currency (Column L) and Column BB (TAXES) value (INR) will be added to the converted values.
Note on K51: gepadmin: 1. If you choose "Full Conversion" then Column BA (AMOUNT) and Column BB (TAXES) BOTH values will be convert based on selected Currency in (Column L). 2. If you choose "Partial Conversion" then Column BA (AMOUNT) only will be converted based on selected currency (Column L) and Column BB (TAXES) value (INR) will be added to the converted values.
Note on K69: gepadmin: 1. If you choose "Full Conversion" then Column BA (AMOUNT) and Column BB (TAXES) BOTH values will be convert based on selected Currency in (Column L). 2. If you choose "Partial Conversion" then Column BA (AMOUNT) only will be converted based on selected currency (Column L) and Column BB (TAXES) value (INR) will be added to the converted values.
Note on K75: gepadmin: 1. If you choose "Full Conversion" then Column BA (AMOUNT) and Column BB (TAXES) BOTH values will be convert based on selected Currency in (Column L). 2. If you choose "Partial Conversion" then Column BA (AMOUNT) only will be converted based on selected currency (Column L) and Column BB (TAXES) value (INR) will be added to the converted values.
Note on K127: gepadmin: 1. If you choose "Full Conversion" then Column BA (AMOUNT) and Column BB (TAXES) BOTH values will be convert based on selected Currency in (Column L). 2. If you choose "Partial Conversion" then Column BA (AMOUNT) only will be converted based on selected currency (Column L) and Column BB (TAXES) value (INR) will be added to the converted values.
Note on K133: gepadmin: 1. If you choose "Full Conversion" then Column BA (AMOUNT) and Column BB (TAXES) BOTH values will be convert based on selected Currency in (Column L). 2. If you choose "Partial Conversion" then Column BA (AMOUNT) only will be converted based on selected currency (Column L) and Column BB (TAXES) value (INR) will be added to the converted values.
Note on K140: gepadmin: 1. If you choose "Full Conversion" then Column BA (AMOUNT) and Column BB (TAXES) BOTH values will be convert based on selected Currency in (Column L). 2. If you choose "Partial Conversion" then Column BA (AMOUNT) only will be converted based on selected currency (Column L) and Column BB (TAXES) value (INR) will be added to the converted values.
Note on K147: gepadmin: 1. If you choose "Full Conversion" then Column BA (AMOUNT) and Column BB (TAXES) BOTH values will be convert based on selected Currency in (Column L). 2. If you choose "Partial Conversion" then Column BA (AMOUNT) only will be converted based on selected currency (Column L) and Column BB (TAXES) value (INR) will be added to the converted values.
Note on K152: gepadmin: 1. If you choose "Full Conversion" then Column BA (AMOUNT) and Column BB (TAXES) BOTH values will be convert based on selected Currency in (Column L). 2. If you choose "Partial Conversion" then Column BA (AMOUNT) only will be converted based on selected currency (Column L) and Column BB (TAXES) value (INR) will be added to the converted values.
Note on K143: gepadmin: 1. If you choose "Full Conversion" then Column BA (AMOUNT) and Column BB (TAXES) BOTH values will be convert based on selected Currency in (Column L). 2. If you choose "Partial Conversion" then Column BA (AMOUNT) only will be converted based on selected currency (Column L) and Column BB (TAXES) value (INR) will be added to the converted values.
Note on K149: gepadmin: 1. If you choose "Full Conversion" then Column BA (AMOUNT) and Column BB (TAXES) BOTH values will be convert based on selected Currency in (Column L). 2. If you choose "Partial Conversion" then Column BA (AMOUNT) only will be converted based on selected currency (Column L) and Column BB (TAXES) value (INR) will be added to the converted values.
Note on K161: gepadmin: 1. If you choose "Full Conversion" then Column BA (AMOUNT) and Column BB (TAXES) BOTH values will be convert based on selected Currency in (Column L). 2. If you choose "Partial Conversion" then Column BA (AMOUNT) only will be converted based on selected currency (Column L) and Column BB (TAXES) value (INR) will be added to the converted values.
Note on K19: gepadmin: 1. If you choose "Full Conversion" then Column BA (AMOUNT) and Column BB (TAXES) BOTH values will be convert based on selected Currency in (Column L). 2. If you choose "Partial Conversion" then Column BA (AMOUNT) only will be converted based on selected currency (Column L) and Column BB (TAXES) value (INR) will be added to the converted values.
Note on K39: gepadmin: 1. If you choose "Full Conversion" then Column BA (AMOUNT) and Column BB (TAXES) BOTH values will be convert based on selected Currency in (Column L). 2. If you choose "Partial Conversion" then Column BA (AMOUNT) only will be converted based on selected currency (Column L) and Column BB (TAXES) value (INR) will be added to the converted values.
Note on K25: gepadmin: 1. If you choose "Full Conversion" then Column BA (AMOUNT) and Column BB (TAXES) BOTH values will be convert based on selected Currency in (Column L). 2. If you choose "Partial Conversion" then Column BA (AMOUNT) only will be converted based on selected currency (Column L) and Column BB (TAXES) value (INR) will be added to the converted values.
Note on K44: gepadmin: 1. If you choose "Full Conversion" then Column BA (AMOUNT) and Column BB (TAXES) BOTH values will be convert based on selected Currency in (Column L). 2. If you choose "Partial Conversion" then Column BA (AMOUNT) only will be converted based on selected currency (Column L) and Column BB (TAXES) value (INR) will be added to the converted values.
Note on K45: gepadmin: 1. If you choose "Full Conversion" then Column BA (AMOUNT) and Column BB (TAXES) BOTH values will be convert based on selected Currency in (Column L). 2. If you choose "Partial Conversion" then Column BA (AMOUNT) only will be converted based on selected currency (Column L) and Column BB (TAXES) value (INR) will be added to the converted values.
Note on K64: gepadmin: 1. If you choose "Full Conversion" then Column BA (AMOUNT) and Column BB (TAXES) BOTH values will be convert based on selected Currency in (Column L). 2. If you choose "Partial Conversion" then Column BA (AMOUNT) only will be converted based on selected currency (Column L) and Column BB (TAXES) value (INR) will be added to the converted values.
Note on K76: gepadmin: 1. If you choose "Full Conversion" then Column BA (AMOUNT) and Column BB (TAXES) BOTH values will be convert based on selected Currency in (Column L). 2. If you choose "Partial Conversion" then Column BA (AMOUNT) only will be converted based on selected currency (Column L) and Column BB (TAXES) value (INR) will be added to the converted values.
Note on K78: gepadmin: 1. If you choose "Full Conversion" then Column BA (AMOUNT) and Column BB (TAXES) BOTH values will be convert based on selected Currency in (Column L). 2. If you choose "Partial Conversion" then Column BA (AMOUNT) only will be converted based on selected currency (Column L) and Column BB (TAXES) value (INR) will be added to the converted values.
Note on K128: gepadmin: 1. If you choose "Full Conversion" then Column BA (AMOUNT) and Column BB (TAXES) BOTH values will be convert based on selected Currency in (Column L). 2. If you choose "Partial Conversion" then Column BA (AMOUNT) only will be converted based on selected currency (Column L) and Column BB (TAXES) value (INR) will be added to the converted values.
Note on K145: gepadmin: 1. If you choose "Full Conversion" then Column BA (AMOUNT) and Column BB (TAXES) BOTH values will be convert based on selected Currency in (Column L). 2. If you choose "Partial Conversion" then Column BA (AMOUNT) only will be converted based on selected currency (Column L) and Column BB (TAXES) value (INR) will be added to the converted values.
Note on K150: gepadmin: 1. If you choose "Full Conversion" then Column BA (AMOUNT) and Column BB (TAXES) BOTH values will be convert based on selected Currency in (Column L). 2. If you choose "Partial Conversion" then Column BA (AMOUNT) only will be converted based on selected currency (Column L) and Column BB (TAXES) value (INR) will be added to the converted values.
Note on K154: gepadmin: 1. If you choose "Full Conversion" then Column BA (AMOUNT) and Column BB (TAXES) BOTH values will be convert based on selected Currency in (Column L). 2. If you choose "Partial Conversion" then Column BA (AMOUNT) only will be converted based on selected currency (Column L) and Column BB (TAXES) value (INR) will be added to the converted values.
Note on K163: gepadmin: 1. If you choose "Full Conversion" then Column BA (AMOUNT) and Column BB (TAXES) BOTH values will be convert based on selected Currency in (Column L). 2. If you choose "Partial Conversion" then Column BA (AMOUNT) only will be converted based on selected currency (Column L) and Column BB (TAXES) value (INR) will be added to the converted values.
Note on K157: gepadmin: 1. If you choose "Full Conversion" then Column BA (AMOUNT) and Column BB (TAXES) BOTH values will be convert based on selected Currency in (Column L). 2. If you choose "Partial Conversion" then Column BA (AMOUNT) only will be converted based on selected currency (Column L) and Column BB (TAXES) value (INR) will be added to the converted values.
Note on K141: gepadmin: 1. If you choose "Full Conversion" then Column BA (AMOUNT) and Column BB (TAXES) BOTH values will be convert based on selected Currency in (Column L). 2. If you choose "Partial Conversion" then Column BA (AMOUNT) only will be converted based on selected currency (Column L) and Column BB (TAXES) value (INR) will be added to the converted values.
Note on K22: gepadmin: 1. If you choose "Full Conversion" then Column BA (AMOUNT) and Column BB (TAXES) BOTH values will be convert based on selected Currency in (Column L). 2. If you choose "Partial Conversion" then Column BA (AMOUNT) only will be converted based on selected currency (Column L) and Column BB (TAXES) value (INR) will be added to the converted values.
Note on K23: gepadmin: 1. If you choose "Full Conversion" then Column BA (AMOUNT) and Column BB (TAXES) BOTH values will be convert based on selected Currency in (Column L). 2. If you choose "Partial Conversion" then Column BA (AMOUNT) only will be converted based on selected currency (Column L) and Column BB (TAXES) value (INR) will be added to the converted values.
Note on K137: gepadmin: 1. If you choose "Full Conversion" then Column BA (AMOUNT) and Column BB (TAXES) BOTH values will be convert based on selected Currency in (Column L). 2. If you choose "Partial Conversion" then Column BA (AMOUNT) only will be converted based on selected currency (Column L) and Column BB (TAXES) value (INR) will be added to the converted values.
Note on K21: gepadmin: 1. If you choose "Full Conversion" then Column BA (AMOUNT) and Column BB (TAXES) BOTH values will be convert based on selected Currency in (Column L). 2. If you choose "Partial Conversion" then Column BA (AMOUNT) only will be converted based on selected currency (Column L) and Column BB (TAXES) value (INR) will be added to the converted values.
Note on K46: gepadmin: 1. If you choose "Full Conversion" then Column BA (AMOUNT) and Column BB (TAXES) BOTH values will be convert based on selected Currency in (Column L). 2. If you choose "Partial Conversion" then Column BA (AMOUNT) only will be converted based on selected currency (Column L) and Column BB (TAXES) value (INR) will be added to the converted values.
Note on K52: gepadmin: 1. If you choose "Full Conversion" then Column BA (AMOUNT) and Column BB (TAXES) BOTH values will be convert based on selected Currency in (Column L). 2. If you choose "Partial Conversion" then Column BA (AMOUNT) only will be converted based on selected currency (Column L) and Column BB (TAXES) value (INR) will be added to the converted values.
Note on K67: gepadmin: 1. If you choose "Full Conversion" then Column BA (AMOUNT) and Column BB (TAXES) BOTH values will be convert based on selected Currency in (Column L). 2. If you choose "Partial Conversion" then Column BA (AMOUNT) only will be converted based on selected currency (Column L) and Column BB (TAXES) value (INR) will be added to the converted values.
Note on K70: gepadmin: 1. If you choose "Full Conversion" then Column BA (AMOUNT) and Column BB (TAXES) BOTH values will be convert based on selected Currency in (Column L). 2. If you choose "Partial Conversion" then Column BA (AMOUNT) only will be converted based on selected currency (Column L) and Column BB (TAXES) value (INR) will be added to the converted values.
Note on K139: gepadmin: 1. If you choose "Full Conversion" then Column BA (AMOUNT) and Column BB (TAXES) BOTH values will be convert based on selected Currency in (Column L). 2. If you choose "Partial Conversion" then Column BA (AMOUNT) only will be converted based on selected currency (Column L) and Column BB (TAXES) value (INR) will be added to the converted values.
Note on K144: gepadmin: 1. If you choose "Full Conversion" then Column BA (AMOUNT) and Column BB (TAXES) BOTH values will be convert based on selected Currency in (Column L). 2. If you choose "Partial Conversion" then Column BA (AMOUNT) only will be converted based on selected currency (Column L) and Column BB (TAXES) value (INR) will be added to the converted values.
Note on K148: gepadmin: 1. If you choose "Full Conversion" then Column BA (AMOUNT) and Column BB (TAXES) BOTH values will be convert based on selected Currency in (Column L). 2. If you choose "Partial Conversion" then Column BA (AMOUNT) only will be converted based on selected currency (Column L) and Column BB (TAXES) value (INR) will be added to the converted values.
Note on K162: gepadmin: 1. If you choose "Full Conversion" then Column BA (AMOUNT) and Column BB (TAXES) BOTH values will be convert based on selected Currency in (Column L). 2. If you choose "Partial Conversion" then Column BA (AMOUNT) only will be converted based on selected currency (Column L) and Column BB (TAXES) value (INR) will be added to the converted values.
Note on K166: gepadmin: 1. If you choose "Full Conversion" then Column BA (AMOUNT) and Column BB (TAXES) BOTH values will be convert based on selected Currency in (Column L). 2. If you choose "Partial Conversion" then Column BA (AMOUNT) only will be converted based on selected currency (Column L) and Column BB (TAXES) value (INR) will be added to the converted values.
Note on K14: gepadmin: 1. If you choose "Full Conversion" then Column BA (AMOUNT) and Column BB (TAXES) BOTH values will be convert based on selected Currency in (Column L). 2. If you choose "Partial Conversion" then Column BA (AMOUNT) only will be converted based on selected currency (Column L) and Column BB (TAXES) value (INR) will be added to the converted values.
Note on K16: gepadmin: 1. If you choose "Full Conversion" then Column BA (AMOUNT) and Column BB (TAXES) BOTH values will be convert based on selected Currency in (Column L). 2. If you choose "Partial Conversion" then Column BA (AMOUNT) only will be converted based on selected currency (Column L) and Column BB (TAXES) value (INR) will be added to the converted values.
Note on K81: gepadmin: 1. If you choose "Full Conversion" then Column BA (AMOUNT) and Column BB (TAXES) BOTH values will be convert based on selected Currency in (Column L). 2. If you choose "Partial Conversion" then Column BA (AMOUNT) only will be converted based on selected currency (Column L) and Column BB (TAXES) value (INR) will be added to the converted values.
Note on K82: gepadmin: 1. If you choose "Full Conversion" then Column BA (AMOUNT) and Column BB (TAXES) BOTH values will be convert based on selected Currency in (Column L). 2. If you choose "Partial Conversion" then Column BA (AMOUNT) only will be converted based on selected currency (Column L) and Column BB (TAXES) value (INR) will be added to the converted values.
Note on K83: gepadmin: 1. If you choose "Full Conversion" then Column BA (AMOUNT) and Column BB (TAXES) BOTH values will be convert based on selected Currency in (Column L). 2. If you choose "Partial Conversion" then Column BA (AMOUNT) only will be converted based on selected currency (Column L) and Column BB (TAXES) value (INR) will be added to the converted values.
Note on K84: gepadmin: 1. If you choose "Full Conversion" then Column BA (AMOUNT) and Column BB (TAXES) BOTH values will be convert based on selected Currency in (Column L). 2. If you choose "Partial Conversion" then Column BA (AMOUNT) only will be converted based on selected currency (Column L) and Column BB (TAXES) value (INR) will be added to the converted values.
Note on K85: gepadmin: 1. If you choose "Full Conversion" then Column BA (AMOUNT) and Column BB (TAXES) BOTH values will be convert based on selected Currency in (Column L). 2. If you choose "Partial Conversion" then Column BA (AMOUNT) only will be converted based on selected currency (Column L) and Column BB (TAXES) value (INR) will be added to the converted values.
Note on K86: gepadmin: 1. If you choose "Full Conversion" then Column BA (AMOUNT) and Column BB (TAXES) BOTH values will be convert based on selected Currency in (Column L). 2. If you choose "Partial Conversion" then Column BA (AMOUNT) only will be converted based on selected currency (Column L) and Column BB (TAXES) value (INR) will be added to the converted values.
Note on K88: gepadmin: 1. If you choose "Full Conversion" then Column BA (AMOUNT) and Column BB (TAXES) BOTH values will be convert based on selected Currency in (Column L). 2. If you choose "Partial Conversion" then Column BA (AMOUNT) only will be converted based on selected currency (Column L) and Column BB (TAXES) value (INR) will be added to the converted values.
Note on K89: gepadmin: 1. If you choose "Full Conversion" then Column BA (AMOUNT) and Column BB (TAXES) BOTH values will be convert based on selected Currency in (Column L). 2. If you choose "Partial Conversion" then Column BA (AMOUNT) only will be converted based on selected currency (Column L) and Column BB (TAXES) value (INR) will be added to the converted values.
Note on K90: gepadmin: 1. If you choose "Full Conversion" then Column BA (AMOUNT) and Column BB (TAXES) BOTH values will be convert based on selected Currency in (Column L). 2. If you choose "Partial Conversion" then Column BA (AMOUNT) only will be converted based on selected currency (Column L) and Column BB (TAXES) value (INR) will be added to the converted values.
Note on K99: gepadmin: 1. If you choose "Full Conversion" then Column BA (AMOUNT) and Column BB (TAXES) BOTH values will be convert based on selected Currency in (Column L). 2. If you choose "Partial Conversion" then Column BA (AMOUNT) only will be converted based on selected currency (Column L) and Column BB (TAXES) value (INR) will be added to the converted values.
Note on K106: gepadmin: 1. If you choose "Full Conversion" then Column BA (AMOUNT) and Column BB (TAXES) BOTH values will be convert based on selected Currency in (Column L). 2. If you choose "Partial Conversion" then Column BA (AMOUNT) only will be converted based on selected currency (Column L) and Column BB (TAXES) value (INR) will be added to the converted values.
Note on K110: gepadmin: 1. If you choose "Full Conversion" then Column BA (AMOUNT) and Column BB (TAXES) BOTH values will be convert based on selected Currency in (Column L). 2. If you choose "Partial Conversion" then Column BA (AMOUNT) only will be converted based on selected currency (Column L) and Column BB (TAXES) value (INR) will be added to the converted values.
Note on K111: gepadmin: 1. If you choose "Full Conversion" then Column BA (AMOUNT) and Column BB (TAXES) BOTH values will be convert based on selected Currency in (Column L). 2. If you choose "Partial Conversion" then Column BA (AMOUNT) only will be converted based on selected currency (Column L) and Column BB (TAXES) value (INR) will be added to the converted values.
Note on K112: gepadmin: 1. If you choose "Full Conversion" then Column BA (AMOUNT) and Column BB (TAXES) BOTH values will be convert based on selected Currency in (Column L). 2. If you choose "Partial Conversion" then Column BA (AMOUNT) only will be converted based on selected currency (Column L) and Column BB (TAXES) value (INR) will be added to the converted values.
Note on K117: gepadmin: 1. If you choose "Full Conversion" then Column BA (AMOUNT) and Column BB (TAXES) BOTH values will be convert based on selected Currency in (Column L). 2. If you choose "Partial Conversion" then Column BA (AMOUNT) only will be converted based on selected currency (Column L) and Column BB (TAXES) value (INR) will be added to the converted values.
Note on K142: gepadmin: 1. If you choose "Full Conversion" then Column BA (AMOUNT) and Column BB (TAXES) BOTH values will be convert based on selected Currency in (Column L). 2. If you choose "Partial Conversion" then Column BA (AMOUNT) only will be converted based on selected currency (Column L) and Column BB (TAXES) value (INR) will be added to the converted values.
Note on K53: gepadmin: 1. If you choose "Full Conversion" then Column BA (AMOUNT) and Column BB (TAXES) BOTH values will be convert based on selected Currency in (Column L). 2. If you choose "Partial Conversion" then Column BA (AMOUNT) only will be converted based on selected currency (Column L) and Column BB (TAXES) value (INR) will be added to the converted values.
Note on K63: gepadmin: 1. If you choose "Full Conversion" then Column BA (AMOUNT) and Column BB (TAXES) BOTH values will be convert based on selected Currency in (Column L). 2. If you choose "Partial Conversion" then Column BA (AMOUNT) only will be converted based on selected currency (Column L) and Column BB (TAXES) value (INR) will be added to the converted values.
Note on K87: gepadmin: 1. If you choose "Full Conversion" then Column BA (AMOUNT) and Column BB (TAXES) BOTH values will be convert based on selected Currency in (Column L). 2. If you choose "Partial Conversion" then Column BA (AMOUNT) only will be converted based on selected currency (Column L) and Column BB (TAXES) value (INR) will be added to the converted values.
Note on K102: gepadmin: 1. If you choose "Full Conversion" then Column BA (AMOUNT) and Column BB (TAXES) BOTH values will be convert based on selected Currency in (Column L). 2. If you choose "Partial Conversion" then Column BA (AMOUNT) only will be converted based on selected currency (Column L) and Column BB (TAXES) value (INR) will be added to the converted values.
Note on K113: gepadmin: 1. If you choose "Full Conversion" then Column BA (AMOUNT) and Column BB (TAXES) BOTH values will be convert based on selected Currency in (Column L). 2. If you choose "Partial Conversion" then Column BA (AMOUNT) only will be converted based on selected currency (Column L) and Column BB (TAXES) value (INR) will be added to the converted values.
Note on K116: gepadmin: 1. If you choose "Full Conversion" then Column BA (AMOUNT) and Column BB (TAXES) BOTH values will be convert based on selected Currency in (Column L). 2. If you choose "Partial Conversion" then Column BA (AMOUNT) only will be converted based on selected currency (Column L) and Column BB (TAXES) value (INR) will be added to the converted values.
Note on K151: gepadmin: 1. If you choose "Full Conversion" then Column BA (AMOUNT) and Column BB (TAXES) BOTH values will be convert based on selected Currency in (Column L). 2. If you choose "Partial Conversion" then Column BA (AMOUNT) only will be converted based on selected currency (Column L) and Column BB (TAXES) value (INR) will be added to the converted values.
Note on K164: gepadmin: 1. If you choose "Full Conversion" then Column BA (AMOUNT) and Column BB (TAXES) BOTH values will be convert based on selected Currency in (Column L). 2. If you choose "Partial Conversion" then Column BA (AMOUNT) only will be converted based on selected currency (Column L) and Column BB (TAXES) value (INR) will be added to the converted values.
Note on K169: gepadmin: 1. If you choose "Full Conversion" then Column BA (AMOUNT) and Column BB (TAXES) BOTH values will be convert based on selected Currency in (Column L). 2. If you choose "Partial Conversion" then Column BA (AMOUNT) only will be converted based on selected currency (Column L) and Column BB (TAXES) value (INR) will be added to the converted values.
Note on K191: gepadmin: 1. If you choose "Full Conversion" then Column BA (AMOUNT) and Column BB (TAXES) BOTH values will be convert based on selected Currency in (Column L). 2. If you choose "Partial Conversion" then Column BA (AMOUNT) only will be converted based on selected currency (Column L) and Column BB (TAXES) value (INR) will be added to the converted values.
Note on K231: gepadmin: 1. If you choose "Full Conversion" then Column BA (AMOUNT) and Column BB (TAXES) BOTH values will be convert based on selected Currency in (Column L). 2. If you choose "Partial Conversion" then Column BA (AMOUNT) only will be converted based on selected currency (Column L) and Column BB (TAXES) value (INR) will be added to the converted values.
Note on K68: gepadmin: 1. If you choose "Full Conversion" then Column BA (AMOUNT) and Column BB (TAXES) BOTH values will be convert based on selected Currency in (Column L). 2. If you choose "Partial Conversion" then Column BA (AMOUNT) only will be converted based on selected currency (Column L) and Column BB (TAXES) value (INR) will be added to the converted values.
Note on K146: gepadmin: 1. If you choose "Full Conversion" then Column BA (AMOUNT) and Column BB (TAXES) BOTH values will be convert based on selected Currency in (Column L). 2. If you choose "Partial Conversion" then Column BA (AMOUNT) only will be converted based on selected currency (Column L) and Column BB (TAXES) value (INR) will be added to the converted values.

## Macros
Please Enable Macros to View BoQ information