## BoQ1 (hidden)
Percentage BoQ
BoQ_Ver3.0 | Percentage | Normal | INR Only | INR
Select, At Par, Excess (+), Less (-) |  | IOCL
Tender Inviting Authority: The Additional Chief Engineer, W.B.P.H&.I.D.Corpn. Ltd.
Name of Work: Infrastructural upgradation of Mondarmoni Coastal Police Station in the district of Purba Medinipur – Construction of O.C. Quarter, Barrack, Kitchen and Dining Room, Change Room, Boundary Wall, Gate, Sentry Post, Land Development, Internal Roads, Plinth Protection, Tube well with Submersible Pump.
Contract No: WBPHIDCL/ACE/NIT- 102(e)/2018-2019 (3rd Call) for Sl. No. 3
Bidder Name :
PRICE SCHEDULE (This BOQ template must not be modified/replaced by the bidder and the same should be uploaded after filling the relevent columns, else the bidder is liable to be rejected for this tender. Bidders are allowed to enter the Bidder Name and Values only )
NUMBER # | TEXT # | TEXT # | NUMBER # | TEXT # | NUMBER | NUMBER | TEXT | TEXT # | NUMBER # | TEXT# | TEXT # | NUMBER # | NUMBER | NUMBER | NUMBER | NUMBER | TEXT | TEXT | NUMBER | NUMBER | NUMBER | NUMBER | TEXT | TEXT | NUMBER | NUMBER | NUMBER | NUMBER | TEXT | TEXT | NUMBER | NUMBER | NUMBER | NUMBER | TEXT | TEXT | NUMBER | NUMBER | NUMBER | NUMBER | TEXT | TEXT | NUMBER | NUMBER | NUMBER # | NUMBER # | TEXT | TEXT | NUMBER # | NUMBER # | DATE | NUMBER # | NUMBER # | TEXT #
Sl. No. | Item Description | Item Code / Make | Quantity | Units | Estimated Rate |  |  | Addition / Deduction | Addition / Deduction Values | Currency Convertion against each Item | Quoted Currency in INR / Other Currency | BASIC RATE In Figures To be entered by the Bidder Rs. P | Excise Duty | VAT | Freight Charges ( Unloading & Stacking) | Any Other Taxes/Duties/Levies |  |  | Other Taxes 2 | IIIrd Party i.e DGS&D / RITES etc Inspection Charges @0.34%+Service Tax | Less for Cenvat Credit,if any respect of Supplies Under full Excise Duty Category | [30 empty] | TOTAL AMOUNT With Taxes | TOTAL AMOUNT With Taxes | TOTAL AMOUNT In Words
1 | 2 | 3 | 4 | 5 | 6 | 7 | 8 | 9 | 10 | 11 | 12 | 13 | 14 | 15 | 16 | 17 | 18 | 19 | 20 | 21 | 22 | 23 | 24 | 25 | 26 | 27 | 28 | 29 | 30 | 31 | 32 | 33 | 34 | 35 | 36 | 37 | 38 | 39 | 40 | 41 | 42 | 43 | 44 | 45 | 46 | 47 | 48 | 49 | 50 | 51 | 52 | 53 | 54 | 55
1 | Civil works | BI01010001010000000000000515BI0100001112 | [56 empty] | 1 | Construction of chamber for 100mm sluices valve | item1 | 10 | 1 Nos
2 | Earth work in excavation of foundation trenches of drains, in all sorts of soil (including mixed soil but excluding laterite or sandstone) including removing spreading or stacking the spoils with in a lead of 75m. As directed. The item includes necessary trim-ming the sides of trenches, levelling, dressing and ramming the bottom, bailing out water etc. as required complete. Depth of excavation not execeeding 1,500 mm | BI01010001010000000000000515BI0100001113 | 1244.732 | CuM. | 134.92 |  |  | Excess(+) | 1 | Full Conversion | INR | [40 empty] | 167939.24 | 167939.24 | INR One Lakh Sixty Seven Thousand Nine Hundred & Thirty Nine and Paise Twenty Four Only | 119.27 | 134.9182 |  |  | 2 | Construction of chamber for 100mm sluices valve | item3 | 10 | Nos
3 | Earth work in excavation of foundation trenches of drains, in all sorts of soil (including mixed soil but excluding laterite or sandstone) including removing spreading or stacking the spoils with in a lead of 75m. As directed. The item includes necessary trim-ming the sides of trenches, levelling, dressing and ramming the bottom, bailing out water etc. as required complete. Depth of Excavation for additional depth beyond 1500 mm and upto 3000 mm but not requiring Shoring | BI01010001010000000000000515BI0100001114 | 341.288 | CuM. | 217.62 |  |  | Excess(+) | 1 | Full Conversion | INR | [40 empty] | 74271.09 | 74271.09 | INR Seventy Four Thousand Two Hundred & Seventy One and Paise Nine Only | 192.38 | 217.6203 |  |  | 3 | Supplying, Conveying and fixing spls. Including ea | item4 | 10 | Nos
4 | Earth work in filling in foundation trenches or plinth with good earth, in layer not exceeding 150mm including watering and ramming etc. layer by layer complete a) With earth obtained from excavation of foundation. | BI01010001010000000000000515BI0100001115 | 724.326 | CuM. | 87.71 |  |  | Excess(+) | 1 | Full Conversion | INR | [40 empty] | 63530.63 | 63530.63 | INR Sixty Three Thousand Five Hundred & Thirty and Paise Sixty Three Only | 77.54 | 87.7132 |  |  | 1.01 | Supplying, Conveying and fixing spls. Including eart | item1 | 123.223 | Nos
5 | (A) Filling in foundation or plinth by silver sand in layers not exceeding 150 mm as directed and consolidating the same by thorough saturation with water, ramming complete including the cost of supply of sand. (payment to be made on measurement of finished quantity) .(B) Do - by fine sand | BI01010001010000000000000515BI0100001116 | 2989.892 | CuM. | 805.2 |  |  | Excess(+) | 1 | Full Conversion | INR | [40 empty] | 2407461.04 | 2407461.04 | INR Twenty Four Lakh Seven Thousand Four Hundred & Sixty One and Paise Four Only | 711.81 | 805.1995 |  |  | 1.02 | Construction of chamber for 100mm sluice plates | item2 | 213 | Nos
6 | Single brick flat soling of picked jhama bricks including ramming and dressing bed to proper level, and filling joints with powered or local sand. | BI01010001010000000000000515BI0100001117 | 923.351 | SqM | 393.66 |  |  | Excess(+) | 1 | Full Conversion | INR | [40 empty] | 363486.35 | 363486.35 | INR Three Lakh Sixty Three Thousand Four Hundred & Eighty Six and Paise Thirty Five Only | 348 | 393.6576 |  |  | 2 | Construction of chamber for 100mm sluices valve | item3 | 10 | Nos
7 | Ordinary Cement concrete (mix 1:2:4) with graded stone chips (20 mm nominal size) excluding shuttering and reinforcement,if any, in ground floor as per relevant IS codes.a) Pakur Variety | BI01010001010000000000000515BI0100001118 | 130.525 | Cum | 6254.02 |  |  | Excess(+) | 1 | Full Conversion | INR | [40 empty] | 816305.96 | 816305.96 | INR Eight Lakh Sixteen Thousand Three Hundred & Five and Paise Ninety Six Only | 5528.66 | 6254.0202 |  |  | 2 | Construction of chamber for 100mm sluices valve | item3 | 10 | Nos
8 | Ordinary Cement concrete (mix 1:1.5:3) with graded stone chips (20 mm nominal size) excluding shuttering and reinforcement if any, in ground floor as per relevant IS codes. a) Pakur Variety | BI01010001010000000000000515BI0100001119 | 9.74 | Cum | 6874.83 |  |  | Excess(+) | 1 | Full Conversion | INR | [40 empty] | 66960.84 | 66960.84 | INR Sixty Six Thousand Nine Hundred & Sixty and Paise Eighty Four Only | 6077.47 | 6874.8341 |  |  | 3 | Supplying, Conveying and fixing spls. Including ea | item4 | 10 | Nos
9 | Controlled Cement concrete with well graded stone chips (20 mm nominal size) excluding shuttering and reinforcement with complete design of concrete as per IS : 456 and relevant special publications, submission of job mix formula after preliminary mix design after testing of concrete cubes as per direction of Engineer-in charge. Consumption of cement will not be less than 300 Kg of cement with Super plasticiser per cubic meter of controlled concrete but actual consumption will be determined on the basis of preliminary test and job mix foumula. In round floor and foundation.[using concrete mixture] (b) M 25 Grade GROUND FLOOR | BI01010001010000000000000515BI0100001120 | 608.806 | CuM. | 7444.13 |  |  | Excess(+) | 1 | Full Conversion | INR | [40 empty] | 4532031.01 | 4532031.01 | INR Forty Five Lakh Thirty Two Thousand &Thirty One and Paise One Only | 6580.74 | 7444.1331 |  |  | 1.01 | Supplying, Conveying and fixing spls. Including eart | item1 | 123.223 | Nos
10 | Controlled Cement concrete with well graded stone chips (20 mm nominal size) excluding shuttering and reinforcement with complete design of concrete as per IS : 456 and relevant special publications, submission of job mix formula after preliminary mix design after testing of concrete cubes as per direction of Engineer-in charge. Consumption of cement will not be less than 300 Kg of cement with Super plasticiser per cubic meter of controlled concrete but actual consumption will be determined on the basis of preliminary test and job mix foumula. In round floor and foundation.[using concrete mixture] (b) M 25 Grade FIRST FLOOR | BI01010001010000000000000515BI0100001121 | 82.921 | CuM. | 7551.6 |  |  | Excess(+) | 1 | Full Conversion | INR | [40 empty] | 626186.22 | 626186.22 | INR Six Lakh Twenty Six Thousand One Hundred & Eighty Six and Paise Twenty Two Only | 6675.74 | 7551.5971
11 | Controlled Cement concrete with well graded stone chips (20 mm nominal size) excluding shuttering and reinforcement with complete design of concrete as per IS : 456 and relevant special publications, submission of job mix formula after preliminary mix design after testing of concrete cubes as per direction of Engineer-in charge. Consumption of cement will not be less than 300 Kg of cement with Super plasticiser per cubic meter of controlled concrete but actual consumption will be determined on the basis of preliminary test and job mix foumula. In round floor and foundation.[using concrete mixture] (b) M 25 Grade SECOND FLOOR | BI01010001010000000000000515BI0100001122 | 6.649 | CuM. | 7659.06 |  |  | Excess(+) | 1 | Full Conversion | INR | [40 empty] | 50925.09 | 50925.09 | INR Fifty Thousand Nine Hundred & Twenty Five and Paise Nine Only | 6770.74 | 7659.0611
12 | Hire and labour charges for shuttering with centreing and necessary staging up to 4m using approved stout props thick hard wood planks of approved thickness with required bracing for concrete slabs, beams, columns, linteles curved or straight including fitting, fixing and striking out after complition of works upto roof og GF (c) Steel shuttering or 9 to 12 mm thick approved quality ply board shuttering in any concrete work GROUND FLOOR | BI01010001010000000000000515BI0100001123 | 2553.793 | SqM. | 406.1 |  |  | Excess(+) | 1 | Full Conversion | INR | [40 empty] | 1037095.34 | 1037095.34 | INR Ten Lakh Thirty Seven Thousand &Ninety Five and Paise Thirty Four Only | 359 | 406.1008
13 | Hire and labour charges for shuttering with centreing and necessary staging up to 4m using approved stout props thick hard wood planks of approved thickness with required bracing for concrete slabs, beams, columns, linteles curved or straight including fitting, fixing and striking out after complition of works upto roof og GF (c) Steel shuttering or 9 to 12 mm thick approved quality ply board shuttering in any concrete work FIRST FLOOR | BI01010001010000000000000515BI0100001124 | 583.56 | SqM. | 426.46 |  |  | Excess(+) | 1 | Full Conversion | INR | [40 empty] | 248865 | 248865 | INR Two Lakh Forty Eight Thousand Eight Hundred & Sixty Five Only | 377 | 426.4624
14 | Hire and labour charges for shuttering with centreing and necessary staging up to 4m using approved stout props thick hard wood planks of approved thickness with required bracing for concrete slabs, beams, columns, linteles curved or straight including fitting, fixing and striking out after complition of works upto roof og GF (c) Steel shuttering or 9 to 12 mm thick approved quality ply board shuttering in any concrete work SECOND FLOOR | BI01010001010000000000000515BI0100001125 | 49.16 | SqM. | 446.82 |  |  | Excess(+) | 1 | Full Conversion | INR | [40 empty] | 21965.67 | 21965.67 | INR Twenty One Thousand Nine Hundred & Sixty Five and Paise Sixty Seven Only | 395 | 446.824
15 | Reinforcement for reinforced concrete work in all sorts structure including distribution bars, stirrups, binders etc. including of rods initial straightening and removal of loose rust (if necessary), cutting to requisite length , hooking and bending with 16 gauge black annealed wire at every inter section, complete as per drawing and direction. For work in foundation,basement and and upto roof of/upto 4m For II. i) Tor steel JSW/JSPL/SHYAM/SRMB/BMASL/ELECROSTEEL/SSL GROUND FLOOR | BI01010001010000000000000515BI0100001126 | 64.905 | M.T. | 76981.55 |  |  | Excess(+) | 1 | Full Conversion | INR | [40 empty] | 4996487.5 | 4996487.5 | INR Forty Nine Lakh Ninety Six Thousand Four Hundred & Eighty Seven and Paise Fifty Only | 68053 | 76981.5536
16 | Reinforcement for reinforced concrete work in all sorts structure including distribution bars, stirrups, binders etc. including of rods initial straightening and removal of loose rust (if necessary), cutting to requisite length , hooking and bending with 16 gauge black annealed wire at every inter section, complete as per drawing and direction. For work in foundation,basement and and upto roof of/upto 4m For II. i) Tor steel JSW/JSPL/SHYAM/SRMB/BMASL/ELECROSTEEL/SSL FIRST FLOOR | BI01010001010000000000000515BI0100001127 | 8.788 | M.T. | 77467.97 |  |  | Excess(+) | 1 | Full Conversion | INR | [40 empty] | 680788.52 | 680788.52 | INR Six Lakh Eighty Thousand Seven Hundred & Eighty Eight and Paise Fifty Two Only | 68483 | 77467.9696
17 | Reinforcement for reinforced concrete work in all sorts structure including distribution bars, stirrups, binders etc. including of rods initial straightening and removal of loose rust (if necessary), cutting to requisite length , hooking and bending with 16 gauge black annealed wire at every inter section, complete as per drawing and direction. For work in foundation,basement and and upto roof of/upto 4m For II. i) Tor steel JSW/JSPL/SHYAM/SRMB/BMASL/ELECROSTEEL/SSL SECOND FLOOR | BI01010001010000000000000515BI0100001128 | 0.705 | M.T. | 77954.39 |  |  | Excess(+) | 1 | Full Conversion | INR | [40 empty] | 54957.84 | 54957.84 | INR Fifty Four Thousand Nine Hundred & Fifty Seven and Paise Eighty Four Only | 68913 | 77954.3856
18 | Brick work with 1st class bricks in cement mortar (1:6) GL TO PL (a) In foundation and plinth | BI01010001010000000000000515BI0100001129 | 118.401 | CuM. | 5879.98 |  |  | Excess(+) | 1 | Full Conversion | INR | [40 empty] | 696195.51 | 696195.51 | INR Six Lakh Ninety Six Thousand One Hundred & Ninety Five and Paise Fifty One Only | 5198 | 5879.9776
19 | Brick work with 1st class bricks in cement mortar (1:6) in Super Structure ,Ground Floor | BI01010001010000000000000515BI0100001130 | 268.598 | CuM. | 6131.1 |  |  | Excess(+) | 1 | Full Conversion | INR | [40 empty] | 1646801.2 | 1646801.2 | INR Sixteen Lakh Forty Six Thousand Eight Hundred & One and Paise Twenty Only | 5420 | 6131.104
20 | Brick work with 1st class bricks in cement mortar (1:6) in Super Structure ,First Floor | BI01010001010000000000000515BI0100001131 | 71.921 | CuM. | 6256.67 |  |  | Excess(+) | 1 | Full Conversion | INR | [40 empty] | 449985.96 | 449985.96 | INR Four Lakh Forty Nine Thousand Nine Hundred & Eighty Five and Paise Ninety Six Only | 5531 | 6256.6672
21 | Brick work with 1st class bricks in cement mortar (1:6) in Super Structure ,Second Floor | BI01010001010000000000000515BI0100001132 | 10.226 | CuM. | 6382.23 |  |  | Excess(+) | 1 | Full Conversion | INR | [40 empty] | 65264.68 | 65264.68 | INR Sixty Five Thousand Two Hundred & Sixty Four and Paise Sixty Eight Only | 5642 | 6382.2304
22 | 125 mm. thick brick work with 1st class bricks in cement mortar (1:4)in GROUND FLOOR | BI01010001010000000000000515BI0100001133 | 439.655 | SqM | 805.41 |  |  | Excess(+) | 1 | Full Conversion | INR | [40 empty] | 354102.53 | 354102.53 | INR Three Lakh Fifty Four Thousand One Hundred & Two and Paise Fifty Three Only | 712 | 805.4144
23 | 125 mm. thick brick work with 1st class bricks in cement mortar (1:4)in FIRST FLOOR | BI01010001010000000000000515BI0100001134 | 278.496 | SqM | 818.99 |  |  | Excess(+) | 1 | Full Conversion | INR | [40 empty] | 228085.44 | 228085.44 | INR Two Lakh Twenty Eight Thousand &Eighty Five and Paise Forty Four Only | 724 | 818.9888
24 | 125 mm. thick brick work with 1st class bricks in cement mortar (1:4)in SECOND FLOOR | BI01010001010000000000000515BI0100001135 | 61.4 | SqM | 832.56 |  |  | Excess(+) | 1 | Full Conversion | INR | [40 empty] | 51119.18 | 51119.18 | INR Fifty One Thousand One Hundred & Nineteen and Paise Eighteen Only | 736 | 832.5632
25 | 25mm. thick damp proof course with cement concrete with stone chips (1:1.5:3) [with graded stone aggregate 10 mm nominal size] and admixture of water proofing compound as per manufacturer's specification followed by two coat of polymer based paint, (1st coat after 4 to 5 days of concrete laying and 2 nd coat just before brick masonry work) as directed (cost of water proofing compound & polymer based paint to be paid separately).( Chequering not required over concrete or painted surface). [Note: - Waterproofing as per item NO 60, polymer based paint as per item 59 (a) of Section (C). | BI01010001010000000000000515BI0100001136 | 125.967 | SqM | 208.14 |  |  | Excess(+) | 1 | Full Conversion | INR | [40 empty] | 26218.77 | 26218.77 | INR Twenty Six Thousand Two Hundred & Eighteen and Paise Seventy Seven Only | 184 | 208.1408
26 | Labour for Chipping of concrete surface before taking up Plastering work. | BI01010001010000000000000515BI0100001137 | 2264.536 | SqM | 23.76 |  |  | Excess(+) | 1 | Full Conversion | INR | [40 empty] | 53805.38 | 53805.38 | INR Fifty Three Thousand Eight Hundred & Five and Paise Thirty Eight Only | 21 | 23.7552
27 | Wood work in door and window frame fitted and fixed in position complete including a protective coat of painting at the contact surface of the frame exluding cost of concrete, Iron Butt Hinges and M.S clamps. (The quantum should be correted upto three decimals). Sal : Sal Malayasian GROUND FLOOR | BI01010001010000000000000515BI0100001138 | 0.732 | CuM. | 85487.05 |  |  | Excess(+) | 1 | Full Conversion | INR | [40 empty] | 62576.52 | 62576.52 | INR Sixty Two Thousand Five Hundred & Seventy Six and Paise Fifty Two Only | 75572 | 85487.0464
28 | Wood work in door and window frame fitted and fixed in position complete including a protective coat of painting at the contact surface of the frame exluding cost of concrete, Iron Butt Hinges and M.S clamps. (The quantum should be correted upto three decimals). Sal : Sal Malayasian FIRST FLOOR | BI01010001010000000000000515BI0100001139 | 0.266 | CuM. | 85713.29 |  |  | Excess(+) | 1 | Full Conversion | INR | [40 empty] | 22799.74 | 22799.74 | INR Twenty Two Thousand Seven Hundred & Ninety Nine and Paise Seventy Four Only | 75772 | 85713.2864
29 | Wood work in door and window frame fitted and fixed in position complete including a protective coat of painting at the contact surface of the frame exluding cost of concrete, Iron Butt Hinges and M.S clamps. (The quantum should be correted upto three decimals). Sal : Sal Malayasian SECOND FLOOR | BI01010001010000000000000515BI0100001140 | 0.033 | CuM. | 85939.53 |  |  | Excess(+) | 1 | Full Conversion | INR | [40 empty] | 2836 | 2836 | INR Two Thousand Eight Hundred & Thirty Six Only | 75972 | 85939.5264
30 | Supplying solid flush type doors of commercial quality, the timber frame consisting of top and bottom rails and side styles of well seasoned timber 65mm wideeach and the entire frame fitted with 37.5mm wide battens places both ways in order to make the door of solid core and internal lipping with Garjan or similar wood veneerscomplete, including fitting, fixing shutters inposition but excluding the cost of hinges andother fittings in ground floor.(a) 32 mm thick shutters (single leaf) GROUND FLOOR | BI01010001010000000000000515BI0100001141 | 34.02 | SqM | 2668.5 |  |  | Excess(+) | 1 | Full Conversion | INR | [40 empty] | 90782.37 | 90782.37 | INR Ninety Thousand Seven Hundred & Eighty Two and Paise Thirty Seven Only | 2359 | 2668.5008
31 | Supplying solid flush type doors of commercial quality, the timber frame consisting of top and bottom rails and side styles of well seasoned timber 65mm wideeach and the entire frame fitted with 37.5mm wide battens places both ways in order to make the door of solid core and internal lipping with Garjan or similar wood veneerscomplete, including fitting, fixing shutters inposition but excluding the cost of hinges andother fittings in ground floor.(a) 32 mm thick shutters (single leaf) FIRST FLOOR | BI01010001010000000000000515BI0100001142 | 15.12 | SqM | 2684.34 |  |  | Excess(+) | 1 | Full Conversion | INR | [40 empty] | 40587.22 | 40587.22 | INR Forty Thousand Five Hundred & Eighty Seven and Paise Twenty Two Only | 2373 | 2684.3376
32 | Supplying solid flush type doors of commercial quality, the timber frame consisting of top and bottom rails and side styles of well seasoned timber 65mm wideeach and the entire frame fitted with 37.5mm wide battens places both ways in order to make the door of solid core and internal lipping with Garjan or similar wood veneerscomplete, including fitting, fixing shutters inposition but excluding the cost of hinges andother fittings in ground floor.(a) 32 mm thick shutters (single leaf) SECOND FLOOR | BI01010001010000000000000515BI0100001143 | 1.89 | SqM | 2700.17 |  |  | Excess(+) | 1 | Full Conversion | INR | [40 empty] | 5103.32 | 5103.32 | INR Five Thousand One Hundred & Three and Paise Thirty Two Only | 2387 | 2700.1744
33 | Plaster (to wall, floor, ceiling etc.) with sand and cement mortar including rounding off or chamfering corners as directed and raking out joints including throating, nosing and drip course, scaffolding/staging where necessary (Ground floor).[Excluding cost of chipping over concrete surface] (ii) With 1:4 cement mortar ,b) 10 mm thick plaster. Ceiling Plaster GROUND FLOOR | BI01010001010000000000000515BI0100001144 | 477.775 | SqM | 141.4 |  |  | Excess(+) | 1 | Full Conversion | INR | [40 empty] | 67557.39 | 67557.39 | INR Sixty Seven Thousand Five Hundred & Fifty Seven and Paise Thirty Nine Only | 125 | 141.4
34 | Plaster (to wall, floor, ceiling etc.) with sand and cement mortar including rounding off or chamfering corners as directed and raking out joints including throating, nosing and drip course, scaffolding/staging where necessary (Ground floor).[Excluding cost of chipping over concrete surface] (ii) With 1:4 cement mortar ,b) 10 mm thick plaster. Ceiling Plaster FIRST FLOOR | BI01010001010000000000000515BI0100001145 | 262.216 | SqM | 145.92 |  |  | Excess(+) | 1 | Full Conversion | INR | [40 empty] | 38262.56 | 38262.56 | INR Thirty Eight Thousand Two Hundred & Sixty Two and Paise Fifty Six Only | 129 | 145.9248
35 | Plaster (to wall, floor, ceiling etc.) with sand and cement mortar including rounding off or chamfering corners as directed and raking out joints including throating, nosing and drip course, scaffolding/staging where necessary (Ground floor).[Excluding cost of chipping over concrete surface] (ii) With 1:4 cement mortar ,b) 10 mm thick plaster. Ceiling Plaster SECOND FLOOR | BI01010001010000000000000515BI0100001146 | 19.305 | SqM | 150.45 |  |  | Excess(+) | 1 | Full Conversion | INR | [40 empty] | 2904.44 | 2904.44 | INR Two Thousand Nine Hundred & Four and Paise Forty Four Only | 133 | 150.4496
36 | Plaster (to wall, floor, ceiling etc.) with sand and cement mortar including rounding off or chamfering corners as directed and raking out joints including throating, nosing and drip course, scaffolding/staging where necessary (Ground floor).[Excluding cost of chipping over concrete surface] With 6:1 cement mortar a) 20mm thick plaster OUTSIDE GROUND FLOOR | BI01010001010000000000000515BI0100001147 | 3653.754 | SqM | 179.86 |  |  | Excess(+) | 1 | Full Conversion | INR | [40 empty] | 657164.19 | 657164.19 | INR Six Lakh Fifty Seven Thousand One Hundred & Sixty Four and Paise Nineteen Only | 159 | 179.8608
37 | Plaster (to wall, floor, ceiling etc.) with sand and cement mortar including rounding off or chamfering corners as directed and raking out joints including throating, nosing and drip course, scaffolding/staging where necessary (Ground floor).[Excluding cost of chipping over concrete surface] With 6:1 cement mortar a) 20mm thick plaster OUTSIDE FIRST FLOOR | BI01010001010000000000000515BI0100001148 | 328.37 | SqM | 184.39 |  |  | Excess(+) | 1 | Full Conversion | INR | [40 empty] | 60548.14 | 60548.14 | INR Sixty Thousand Five Hundred & Forty Eight and Paise Fourteen Only | 163 | 184.3856
38 | Plaster (to wall, floor, ceiling etc.) with sand and cement mortar including rounding off or chamfering corners as directed and raking out joints including throating, nosing and drip course, scaffolding/staging where necessary (Ground floor).[Excluding cost of chipping over concrete surface] With 6:1 cement mortar a) 20mm thick plaster OUTSIDE SECOND FLOOR | BI01010001010000000000000515BI0100001149 | 162.655 | SqM | 188.91 |  |  | Excess(+) | 1 | Full Conversion | INR | [40 empty] | 30727.16 | 30727.16 | INR Thirty Thousand Seven Hundred & Twenty Seven and Paise Sixteen Only | 167 | 188.9104
39 | Plaster (to wall, floor, ceiling etc.) with sand and cement mortar including rounding off or chamfering corners as directed and raking out joints including throating, nosing and drip course, scaffolding/staging where necessary (Ground floor).[Excluding cost of chipping over concrete surface] With 6:1 cement mortar b) 15mm thick plaster INSIDE GROUND FLOOR | BI01010001010000000000000515BI0100001150 | 1057.81 | SqM | 157.24 |  |  | Excess(+) | 1 | Full Conversion | INR | [40 empty] | 166330.04 | 166330.04 | INR One Lakh Sixty Six Thousand Three Hundred & Thirty and Paise Four Only | 139 | 157.2368
40 | Plaster (to wall, floor, ceiling etc.) with sand and cement mortar including rounding off or chamfering corners as directed and raking out joints including throating, nosing and drip course, scaffolding/staging where necessary (Ground floor).[Excluding cost of chipping over concrete surface] With 6:1 cement mortar b) 15mm thick plaster INSIDE FIRST FLOOR | BI01010001010000000000000515BI0100001151 | 743.175 | SqM | 161.76 |  |  | Excess(+) | 1 | Full Conversion | INR | [40 empty] | 120215.99 | 120215.99 | INR One Lakh Twenty Thousand Two Hundred & Fifteen and Paise Ninety Nine Only | 143 | 161.7616
41 | Plaster (to wall, floor, ceiling etc.) with sand and cement mortar including rounding off or chamfering corners as directed and raking out joints including throating, nosing and drip course, scaffolding/staging where necessary (Ground floor).[Excluding cost of chipping over concrete surface] With 6:1 cement mortar b) 15mm thick plaster INSIDE SECOND FLOOR | BI01010001010000000000000515BI0100001152 | 36.33 | SqM | 166.29 |  |  | Excess(+) | 1 | Full Conversion | INR | [40 empty] | 6041.32 | 6041.32 | INR Six Thousand &Forty One and Paise Thirty Two Only | 147 | 166.2864
42 | Neat Cement Punning above 1.5mm thick in Wall dado,Window Sill Floor and Drain etc Note Cement 0.152 cum 100 Sqmts | BI01010001010000000000000515BI0100001153 | 1002.645 | SqM | 38.46 |  |  | Excess(+) | 1 | Full Conversion | INR | [40 empty] | 38561.73 | 38561.73 | INR Thirty Eight Thousand Five Hundred & Sixty One and Paise Seventy Three Only | 34 | 38.4608
43 | White washing including cleaning and smoothening surface thoroughly.(b) Three coats (to be done on specific instruction). Inside | BI01010001010000000000000515BI0100001154 | 2515.786 | SqM | 22.64 |  |  | Excess(+) | 1 | Full Conversion | INR | [40 empty] | 56957.4 | 56957.4 | INR Fifty Six Thousand Nine Hundred & Fifty Seven and Paise Forty Only | 20.01 | 22.6353
44 | Cement washing including cleaning and smoothening surface thoroughly (cement to be used @15 kg./100 sq.m. of surface for one coat and @25 kg./100 sq.m of surface for two coats): External surface (Ground Floor) | BI01010001010000000000000515BI0100001155 | 3008.554 | SqM | 16.11 |  |  | Excess(+) | 1 | Full Conversion | INR | [40 empty] | 48467.8 | 48467.8 | INR Forty Eight Thousand Four Hundred & Sixty Seven and Paise Eighty Only | 14.24 | 16.1083
45 | Cement washing including cleaning and smoothening surface thoroughly (cement to be used @15 kg./100 sq.m. of surface for one coat and @25 kg./100 sq.m of surface for two coats): External Surface (First Floor) | BI01010001010000000000000515BI0100001156 | 328.37 | SqM | 16.91 |  |  | Excess(+) | 1 | Full Conversion | INR | [40 empty] | 5552.74 | 5552.74 | INR Five Thousand Five Hundred & Fifty Two and Paise Seventy Four Only | 14.95 | 16.9114
46 | Cement washing including cleaning and smoothening surface thoroughly (cement to be used @15 kg./100 sq.m. of surface for one coat and @25 kg./100 sq.m of surface for two coats): External Surface (SecondFloor) | BI01010001010000000000000515BI0100001157 | 162.655 | SqM | 17.71 |  |  | Excess(+) | 1 | Full Conversion | INR | [40 empty] | 2880.62 | 2880.62 | INR Two Thousand Eight Hundred & Eighty and Paise Sixty Two Only | 15.66 | 17.7146
47 | Applying decorative cement based paint of approved quality after preparing the surface including scraping the same thoroughly (plastered or concrete surface) as per manufacturer's specification. Two coats. Ground Floor(external surface) | BI01010001010000000000000515BI0100001158 | 3008.554 | SqM | 55.43 |  |  | Excess(+) | 1 | Full Conversion | INR | [40 empty] | 166764.15 | 166764.15 | INR One Lakh Sixty Six Thousand Seven Hundred & Sixty Four and Paise Fifteen Only | 49 | 55.4288
48 | Applying decorative cement based paint of approved quality after preparing the surface including scraping the same thoroughly (plastered or concrete surface) as per manufacturer's specification. Two coats. 1st Floor (External Surface) | BI01010001010000000000000515BI0100001159 | 328.37 | SqM | 56.23 |  |  | Excess(+) | 1 | Full Conversion | INR | [40 empty] | 18464.25 | 18464.25 | INR Eighteen Thousand Four Hundred & Sixty Four and Paise Twenty Five Only | 49.71 | 56.232
49 | Applying decorative cement based paint of approved quality after preparing the surface including scraping the same thoroughly (plastered or concrete surface) as per manufacturer's specification. Two coats. 2nd Floor (External Surface) | BI01010001010000000000000515BI0100001160 | 162.655 | SqM | 57.04 |  |  | Excess(+) | 1 | Full Conversion | INR | [40 empty] | 9277.84 | 9277.84 | INR Nine Thousand Two Hundred & Seventy Seven and Paise Eighty Four Only | 50.42 | 57.0351
50 | Primming One coat on Timber or Plaster surface with Synthetic Oil bound Primer of approved Quality inclusing smooting surface by sand Papering etc | BI01010001010000000000000515BI0100001161 | 147.868 | SqM | 42.99 |  |  | Excess(+) | 1 | Full Conversion | INR | [40 empty] | 6356.85 | 6356.85 | INR Six Thousand Three Hundred & Fifty Six and Paise Eighty Five Only | 38 | 42.9856
51 | (A) Painting with best quality synthetic enamel paint of approved make and brand including smoothening surface by sand papering etc. including using of approved putty etc. on the surface, if necessary : (a) On timber or plastered surface :With super gloss (hi-gloss) -(iv) Two coats (with any shade except white) | BI01010001010000000000000515BI0100001162 | 147.868 | SqM | 91.63 |  |  | Excess(+) | 1 | Full Conversion | INR | [40 empty] | 13549.14 | 13549.14 | INR Thirteen Thousand Five Hundred & Forty Nine and Paise Fourteen Only | 81 | 91.6272
52 | (b) Priming one coat on steel or other metal surface with synthetic oil bound primer of approved quality including smoothening surfaces by sand papering etc. | BI01010001010000000000000515BI0100001163 | 92.38 | SqM | 32.8 |  |  | Excess(+) | 1 | Full Conversion | INR | [40 empty] | 3030.06 | 3030.06 | INR Three Thousand &Thirty and Paise Six Only | 29 | 32.8048
53 | (A) Painting with best quality synthetic enamel paint of approved make and brand including smoothening surface by sand papering etc. including using of approved putty etc. on the surface, if necessary : (b) iv) On Steel and other Metal Surface With super gloss (hi-gloss) -Two coat with any shade except white | BI01010001010000000000000515BI0100001164 | 92.38 | SqM | 89.36 |  |  | Excess(+) | 1 | Full Conversion | INR | [40 empty] | 8255.08 | 8255.08 | INR Eight Thousand Two Hundred & Fifty Five and Paise Eight Only | 79 | 89.3648
54 | Artificial stone in floor, dado, staircase etc with cement concrete (1:2:4) with stone chips, laid in panels as directed with topping made with ordinary or white cement (as necessary) and marble dust in proportion (1:2) including smooth finishing and rounding off corners including raking out joints or roughening of concrete surface and application of cement slurry before flooring works using cement @ 1.75 kg/sq.m all complete including all materials and labour. In ground floor.3 mm. thick topping (High polishing grinding on this item is not permitted with ordinary cement). Using grey cement (ii) 35 mm. thick GROUND FLOOR | BI01010001010000000000000515BI0100001165 | 224.181 | SqM | 366.51 |  |  | Excess(+) | 1 | Full Conversion | INR | [40 empty] | 82164.58 | 82164.58 | INR Eighty Two Thousand One Hundred & Sixty Four and Paise Fifty Eight Only | 324 | 366.5088
55 | Artificial stone in floor, dado, staircase etc with cement concrete (1:2:4) with stone chips, laid in panels as directed with topping made with ordinary or white cement (as necessary) and marble dust in proportion (1:2) including smooth finishing and rounding off corners including raking out joints or roughening of concrete surface and application of cement slurry before flooring works using cement @ 1.75 kg/sq.m all complete including all materials and labour. In ground floor.3 mm. thick topping (High polishing grinding on this item is not permitted with ordinary cement). Using grey cement (ii) 35 mm. thick FIRST FLOOR | BI01010001010000000000000515BI0100001166 | 133.321 | SqM | 372.01 |  |  | Excess(+) | 1 | Full Conversion | INR | [40 empty] | 49596.75 | 49596.75 | INR Forty Nine Thousand Five Hundred & Ninety Six and Paise Seventy Five Only | 328.86 | 372.0064
56 | Artificial stone in floor, dado, staircase etc with cement concrete (1:2:4) with stone chips, laid in panels as directed with topping made with ordinary or white cement (as necessary) and marble dust in proportion (1:2) including smooth finishing and rounding off corners including raking out joints or roughening of concrete surface and application of cement slurry before flooring works using cement @ 1.75 kg/sq.m all complete including all materials and labour. In ground floor.3 mm. thick topping (High polishing grinding on this item is not permitted with ordinary cement). Using grey cement (ii) 35 mm. thick SECOND FLOOR | BI01010001010000000000000515BI0100001167 | 10.5 | SqM | 377.58 |  |  | Excess(+) | 1 | Full Conversion | INR | [40 empty] | 3964.59 | 3964.59 | INR Three Thousand Nine Hundred & Sixty Four and Paise Fifty Nine Only | 333.79 | 377.5832
57 | 18 mm. to 22 mm. thick, kota stone slab setin 20 mm thick (avg) cement mortar (1:4) in floor, stair & lobby including pointing incement slurry with admixture of pigmentmatching the stone shade, including grinding& polishing as per direction of Engineer - in -charge to match with the existing work.[Slurry for bedding @ 4.4 kg/Sq.m andpointing @2.0 kg/Sq.m]Extra cost of labour for prefinished andpremoulded Nosing to treads of steps, GROUND FLOOR | BI01010001010000000000000515BI0100001168 | 164.586 | SqM | 1140.25 |  |  | Excess(+) | 1 | Full Conversion | INR | [40 empty] | 187669.19 | 187669.19 | INR One Lakh Eighty Seven Thousand Six Hundred & Sixty Nine and Paise Nineteen Only | 1008 | 1140.2496
58 | 18 mm. to 22 mm. thick, kota stone slab setin 20 mm thick (avg) cement mortar (1:4) in floor, stair & lobby including pointing incement slurry with admixture of pigmentmatching the stone shade, including grinding& polishing as per direction of Engineer - in -charge to match with the existing work.[Slurry for bedding @ 4.4 kg/Sq.m andpointing @2.0 kg/Sq.m]Extra cost of labour for prefinished andpremoulded Nosing to treads of steps, FIRST FLOOR | BI01010001010000000000000515BI0100001169 | 79.265 | SqM | 1153.82 |  |  | Excess(+) | 1 | Full Conversion | INR | [40 empty] | 91457.54 | 91457.54 | INR Ninety One Thousand Four Hundred & Fifty Seven and Paise Fifty Four Only | 1020 | 1153.824
59 | 18 mm. to 22 mm. thick, kota stone slab setin 20 mm thick (avg) cement mortar (1:4) in floor, stair & lobby including pointing incement slurry with admixture of pigmentmatching the stone shade, including grinding& polishing as per direction of Engineer - in -charge to match with the existing work.[Slurry for bedding @ 4.4 kg/Sq.m andpointing @2.0 kg/Sq.m]Extra cost of labour for prefinished andpremoulded Nosing to treads of steps, SECOND FLOOR | BI01010001010000000000000515BI0100001170 | 3.645 | SqM | 1167.4 |  |  | Excess(+) | 1 | Full Conversion | INR | [40 empty] | 4255.17 | 4255.17 | INR Four Thousand Two Hundred & Fifty Five and Paise Seventeen Only | 1032 | 1167.3984
60 | Supplying, fitting and fixing 18 mm. to 22mm. thick kota stone slab in wall, dado in 15mm thick [avg] cement mortar (1:3) includingmaking suitable arrangement to hold thestone properly by brass / copper hooksincluding pointing in cement mortar (1:2) (1cement : 2 marble dust) with admixture ofpigments matching the stone shadeincluding grinding and polishing all completeas per direction of Engineer-in-charge including cost of materials, labour, scaffolding, staging, curing complete.[Using cement slurry for bedding @4.4 kg/Sq.m and for jointing @1.8 kg/Sq.m] GROUND FLOOR | BI01010001010000000000000515BI0100001171 | 27.375 | SqM | 1297.49 |  |  | Excess(+) | 1 | Full Conversion | INR | [40 empty] | 35518.79 | 35518.79 | INR Thirty Five Thousand Five Hundred & Eighteen and Paise Seventy Nine Only | 1147 | 1297.4864
61 | Supplying, fitting and fixing 18 mm. to 22mm. thick kota stone slab in wall, dado in 15mm thick [avg] cement mortar (1:3) includingmaking suitable arrangement to hold thestone properly by brass / copper hooksincluding pointing in cement mortar (1:2) (1cement : 2 marble dust) with admixture ofpigments matching the stone shadeincluding grinding and polishing all completeas per direction of Engineer-in-charge including cost of materials, labour, scaffolding, staging, curing complete.[Using cement slurry for bedding @4.4 kg/Sq.m and for jointing @1.8 kg/Sq.m] FIRST FLOOR | BI01010001010000000000000515BI0100001172 | 22.63 | SqM | 1311.06 |  |  | Excess(+) | 1 | Full Conversion | INR | [40 empty] | 29669.29 | 29669.29 | INR Twenty Nine Thousand Six Hundred & Sixty Nine and Paise Twenty Nine Only | 1159 | 1311.0608
62 | Supplying, fitting and fixing 18 mm. to 22mm. thick kota stone slab in wall, dado in 15mm thick [avg] cement mortar (1:3) includingmaking suitable arrangement to hold thestone properly by brass / copper hooksincluding pointing in cement mortar (1:2) (1cement : 2 marble dust) with admixture ofpigments matching the stone shadeincluding grinding and polishing all completeas per direction of Engineer-in-charge including cost of materials, labour, scaffolding, staging, curing complete.[Using cement slurry for bedding @4.4 kg/Sq.m and for jointing @1.8 kg/Sq.m] SECOND FLOOR | BI01010001010000000000000515BI0100001173 | 1.08 | SqM | 1324.64 |  |  | Excess(+) | 1 | Full Conversion | INR | [40 empty] | 1430.61 | 1430.61 | INR One Thousand Four Hundred & Thirty and Paise Sixty One Only | 1171 | 1324.6352
63 | Supplying, fitting & fixing 1st quality Ceramic tiles in walls and floors to match with the existing work & 4 nos. of key stones (10mm) fixed with araldite at the back of each tile & finishing the joints with white cement mixed with colouring oxide if required to match the colour of tiles including roughening of concrete surface, if necessary or by synthetic adhesive & grout materials etc. (A) Floor With Sand Cement Mortar (1:4) 20 mm thick & 2 mm thick cement slurry at back side of tiles using cement @ 2.91 Kg/Sq.m & joint filling using white cement slurry @ 0.20kg/Sq.m (a) Area of each tile upto 0.09 Sq.m (i) Coloured decorative GROUND FLOOR | BI01010001010000000000000515BI0100001174 | 55.389 | SqM | 833.69 |  |  | Excess(+) | 1 | Full Conversion | INR | [40 empty] | 46177.26 | 46177.26 | INR Forty Six Thousand One Hundred & Seventy Seven and Paise Twenty Six Only | 737 | 833.6944
64 | Supplying, fitting & fixing 1st quality Ceramic tiles in walls and floors to match with the existing work & 4 nos. of key stones (10mm) fixed with araldite at the back of each tile & finishing the joints with white cement mixed with colouring oxide if required to match the colour of tiles including roughening of concrete surface, if necessary or by synthetic adhesive & grout materials etc. (A) Floor With Sand Cement Mortar (1:4) 20 mm thick & 2 mm thick cement slurry at back side of tiles using cement @ 2.91 Kg/Sq.m & joint filling using white cement slurry @ 0.20kg/Sq.m (a) Area of each tile upto 0.09 Sq.m (i) Coloured decorative FIRST FLOOR | BI01010001010000000000000515BI0100001175 | 39.797 | SqM | 839.35 |  |  | Excess(+) | 1 | Full Conversion | INR | [40 empty] | 33403.61 | 33403.61 | INR Thirty Three Thousand Four Hundred & Three and Paise Sixty One Only | 742 | 839.3504
65 | Supplying, fitting & fixing 1st quality Ceramic tiles in walls and floors to match with the existing work & 4 nos. of key stones (10mm) fixed with araldite at the back of each tile & finishing the joints with white cement mixed with colouring oxide if required to match the colour of tiles including roughening of concrete surface, if necessary or by synthetic adhesive & grout materials etc. (B) Wall With Sand Cement Mortar (1:3) 15 mm thick & 2 mm thick cement slurry at back side of tiles using cement @ 2.91 Kg/Sq.m & joint filling using white cement slurry @ 0.20kg/Sq.m. (a) Area of each tile upto 0.09 Sq.m (i) Coloured decorative GROUND FLOOR | BI01010001010000000000000515BI0100001176 | 175.812 | SqM | 840.48 |  |  | Excess(+) | 1 | Full Conversion | INR | [40 empty] | 147766.47 | 147766.47 | INR One Lakh Forty Seven Thousand Seven Hundred & Sixty Six and Paise Forty Seven Only | 743 | 840.4816
66 | Supplying, fitting & fixing 1st quality Ceramic tiles in walls and floors to match with the existing work & 4 nos. of key stones (10mm) fixed with araldite at the back of each tile & finishing the joints with white cement mixed with colouring oxide if required to match the colour of tiles including roughening of concrete surface, if necessary or by synthetic adhesive & grout materials etc. (B) Wall With Sand Cement Mortar (1:3) 15 mm thick & 2 mm thick cement slurry at back side of tiles using cement @ 2.91 Kg/Sq.m & joint filling using white cement slurry @ 0.20kg/Sq.m. (a) Area of each tile upto 0.09 Sq.m (i) Coloured decorative FIRST FLOOR | BI01010001010000000000000515BI0100001177 | 108.675 | SqM | 846.14 |  |  | Excess(+) | 1 | Full Conversion | INR | [40 empty] | 91954.26 | 91954.26 | INR Ninety One Thousand Nine Hundred & Fifty Four and Paise Twenty Six Only | 748 | 846.1376
67 | Supplying, fitting and fixing fibre reinforced polymer (FRP) Composite door frame as per approved section with glass fibre reinforced plastic moulded skins and a special sandwich core, so as to impart monolitaheic composite structure as per approved technology of Department of Science and Technology (DST) to safisfy IS: 4020 door testing performance criteria.. ii) 66mm x 70mm | BI01010001010000000000000515BI0100001178 | 139.5 | Mtr. | 504.52 |  |  | Excess(+) | 1 | Full Conversion | INR | [40 empty] | 70380.54 | 70380.54 | INR Seventy Thousand Three Hundred & Eighty and Paise Fifty Four Only | 446 | 504.5152
68 | Supplying, fitting & fixing fibre reinforced polymer (FRP) Composite door shutters as per approved design with glass fibre reinforced plastic moulded skins and special sandwich core, so as to impart monolitaheic composite structure as per approved technology of Department of Science and Technology (DST) to satisfy IS:4020 door testing performance criteria (25 MM THK) Ground floor | BI01010001010000000000000515BI0100001179 | 30.24 | SqM | 2919.63 |  |  | Excess(+) | 1 | Full Conversion | INR | [40 empty] | 88289.61 | 88289.61 | INR Eighty Eight Thousand Two Hundred & Eighty Nine and Paise Sixty One Only | 2581 | 2919.6272
69 | Supplying, fitting & fixing fibre reinforced polymer (FRP) Composite door shutters as per approved design with glass fibre reinforced plastic moulded skins and special sandwich core, so as to impart monolitaheic composite structure as per approved technology of Department of Science and Technology (DST) to satisfy IS:4020 door testing performance criteria (25 MM THK) First floor | BI01010001010000000000000515BI0100001180 | 15.75 | SqM | 2935.46 |  |  | Excess(+) | 1 | Full Conversion | INR | [40 empty] | 46233.5 | 46233.5 | INR Forty Six Thousand Two Hundred & Thirty Three and Paise Fifty Only | 2595 | 2935.464
70 | Supplying, fitting and fixing windows and ventilators with or without integrated grills conforming to IS 1038-1975 and manufactured from rolled steel sections conforming to IS 7452-1974 with non-friction projecting type, box type hinges, glazing clips, lugs locking bracket, handle plate etc,including hoisting in position, straightening if required, fixing lugs in cement concrete (1:2:4) with stone chips 20 mm down cutting holes and mending good damages to match with existing surface complete in all respect excluding glazing. In Ground floor Flash butt welded windows and ventilators (No shop priming will be allowed to facilitate Openable steel windows as per IS sizes with side hung shutters and horizotal glazing bars with/without fixed type ventilators.[The extra rate admissible for the openable portion only] GROUND FLOOR | BI01010001010000000000000515BI0100001181 | 35.595 | SqM | 2487.51 |  |  | Excess(+) | 1 | Full Conversion | INR | [40 empty] | 88542.92 | 88542.92 | INR Eighty Eight Thousand Five Hundred & Forty Two and Paise Ninety Two Only | 2199 | 2487.5088
71 | Supplying, fitting and fixing windows and ventilators with or without integrated grills conforming to IS 1038-1975 and manufactured from rolled steel sections conforming to IS 7452-1974 with non-friction projecting type, box type hinges, glazing clips, lugs locking bracket, handle plate etc,including hoisting in position, straightening if required, fixing lugs in cement concrete (1:2:4) with stone chips 20 mm down cutting holes and mending good damages to match with existing surface complete in all respect excluding glazing. In Ground floor Flash butt welded windows and ventilators (No shop priming will be allowed to facilitate Openable steel windows as per IS sizes with side hung shutters and horizotal glazing bars with/without fixed type ventilators.[The extra rate admissible for the openable portion only] FIRST FLOOR | BI01010001010000000000000515BI0100001182 | 13.32 | SqM | 2517.36 |  |  | Excess(+) | 1 | Full Conversion | INR | [40 empty] | 33531.24 | 33531.24 | INR Thirty Three Thousand Five Hundred & Thirty One and Paise Twenty Four Only | 2225.39 | 2517.3612
72 | Supplying, fitting and fixing windows and ventilators with or without integrated grills conforming to IS 1038-1975 and manufactured from rolled steel sections conforming to IS 7452-1974 with non-friction projecting type, box type hinges, glazing clips, lugs locking bracket, handle plate etc,including hoisting in position, straightening if required, fixing lugs in cement concrete (1:2:4) with stone chips 20 mm down cutting holes and mending good damages to match with existing surface complete in all respect excluding glazing. In Ground floor Flash butt welded windows and ventilators (No shop priming will be allowed to facilitate Fixed type steel windows as per IS Sizes with horizontal glazing bars GROUND FLOOR | BI01010001010000000000000515BI0100001183 | 4.32 | SqM | 1705.85 |  |  | Excess(+) | 1 | Full Conversion | INR | [40 empty] | 7369.27 | 7369.27 | INR Seven Thousand Three Hundred & Sixty Nine and Paise Twenty Seven Only | 1508 | 1705.8496
73 | Supplying, fitting and fixing windows and ventilators with or without integrated grills conforming to IS 1038-1975 and manufactured from rolled steel sections conforming to IS 7452-1974 with non-friction projecting type, box type hinges, glazing clips, lugs locking bracket, handle plate etc,including hoisting in position, straightening if required, fixing lugs in cement concrete (1:2:4) with stone chips 20 mm down cutting holes and mending good damages to match with existing surface complete in all respect excluding glazing. In Ground floor Flash butt welded windows and ventilators (No shop priming will be allowed to facilitate Fixed type steel windows as per IS Sizes with horizontal glazing bars FIRST FLOOR | BI01010001010000000000000515BI0100001184 | 1.62 | SqM | 1726.32 |  |  | Excess(+) | 1 | Full Conversion | INR | [40 empty] | 2796.64 | 2796.64 | INR Two Thousand Seven Hundred & Ninety Six and Paise Sixty Four Only | 1526.1 | 1726.3243
74 | Supplying best Indian sheet glass panes set in putty and fitted and fixed with nails and putty complete. (In all floors for internal wall & upto 6 m height for external wall) ii) 4 mm thick | BI01010001010000000000000515BI0100001185 | 59.175 | SqM | 606.32 |  |  | Excess(+) | 1 | Full Conversion | INR | [40 empty] | 35878.99 | 35878.99 | INR Thirty Five Thousand Eight Hundred & Seventy Eight and Paise Ninety Nine Only | 536 | 606.3232
75 | Extra for fixing glass panes in steel window | BI01010001010000000000000515BI0100001186 | 59.175 | SqM | 75.79 |  |  | Excess(+) | 1 | Full Conversion | INR | [40 empty] | 4484.87 | 4484.87 | INR Four Thousand Four Hundred & Eighty Four and Paise Eighty Seven Only | 67 | 75.7904
76 | v)Two point nose aluminium handle including fitting and fixing. | BI01010001010000000000000515BI0100001187 | 134 | Each | 66.74 |  |  | Excess(+) | 1 | Full Conversion | INR | [40 empty] | 8943.16 | 8943.16 | INR Eight Thousand Nine Hundred & Forty Three and Paise Sixteen Only | 59 | 66.7408
77 | vi)steel peg stay 300 mm long including fitting and fixing. | BI01010001010000000000000515BI0100001188 | 133 | Each | 39.59 |  |  | Excess(+) | 1 | Full Conversion | INR | [40 empty] | 5265.47 | 5265.47 | INR Five Thousand Two Hundred & Sixty Five and Paise Forty Seven Only | 35 | 39.592
78 | a) M.S.or W.I. Ornamental grill of approved design joints continuously welded with M.S,W.I. Flats and bars of windows, railing etc. fitted and fixed with necessary screws and lugs in ground floor.(i) Grill weighing above 16 Kg./sq. mtr. GROUND FLOOR | BI01010001010000000000000515BI0100001189 | 13.774 | Qntl | 10968.12 |  |  | Excess(+) | 1 | Full Conversion | INR | [40 empty] | 151074.88 | 151074.88 | INR One Lakh Fifty One Thousand &Seventy Four and Paise Eighty Eight Only | 9696 | 10968.1152
79 | a) M.S.or W.I. Ornamental grill of approved design joints continuously welded with M.S,W.I. Flats and bars of windows, railing etc. fitted and fixed with necessary screws and lugs in ground floor.(i) Grill weighing above 16 Kg./sq. mtr. FIRST FLOOR | BI01010001010000000000000515BI0100001190 | 3.782 | Qntl | 11077.8 |  |  | Excess(+) | 1 | Full Conversion | INR | [40 empty] | 41896.24 | 41896.24 | INR Forty One Thousand Eight Hundred & Ninety Six and Paise Twenty Four Only | 9792.96 | 11077.7964
80 | Collapsible gate with 40mm x 40mm x 6mm Tee as top and bottom guide rail, 20mm x 10mm x 2mm vertical channels 100mm apart in fully stretched position 20mm x 5mm M.S. flats as collapsible bracings properly rivetted and washered including 38mm steel rollers including locking arrangements, fitted and fixed in position with lugs set in cement concrete and including cutting necessary holes, chasing etc. in walls, floors etc. and making good damages complete. IN GROUND FLOOR | BI01010001010000000000000515BI0100001191 | 14.322 | SqM | 4898.1 |  |  | Excess(+) | 1 | Full Conversion | INR | [40 empty] | 70150.59 | 70150.59 | INR Seventy Thousand One Hundred & Fifty and Paise Fifty Nine Only | 4330 | 4898.096
81 | Supplying,fitting and Fixing MS Clamps for Door and Window frame made of Flat bend Bar , end bifurcated with necessary screws etc by cement concrete (1:2:4) as per direction.(Cost of Concrete will be paid Seperately) 40mm x 6mm ,250 mm length | BI01010001010000000000000515BI0100001192 | 198 | Each | 32.8 |  |  | Excess(+) | 1 | Full Conversion | INR | [40 empty] | 6494.4 | 6494.4 | INR Six Thousand Four Hundred & Ninety Four and Paise Forty Only | 29 | 32.8048
82 | Iron butt hinges of approved quality fitted and fixed with steel screws, with ISI mark 100mm X 50mm X 1.25mm | BI01010001010000000000000515BI0100001193 | 93 | Each | 48.64 |  |  | Excess(+) | 1 | Full Conversion | INR | [40 empty] | 4523.52 | 4523.52 | INR Four Thousand Five Hundred & Twenty Three and Paise Fifty Two Only | 43 | 48.6416
83 | i) Iron hasp bolt of approved quality fitted and fixed complete (oxidised) with 16mm dia rod with centre bolt and round fitting.250mm long | BI01010001010000000000000515BI0100001194 | 31 | Each | 179.86 |  |  | Excess(+) | 1 | Full Conversion | INR | [40 empty] | 5575.66 | 5575.66 | INR Five Thousand Five Hundred & Seventy Five and Paise Sixty Six Only | 159 | 179.8608
84 | (ii) Anodised aluminium floor door stopper | BI01010001010000000000000515BI0100001195 | 53 | Each | 79.18 |  |  | Excess(+) | 1 | Full Conversion | INR | [40 empty] | 4196.54 | 4196.54 | INR Four Thousand One Hundred & Ninety Six and Paise Fifty Four Only | 70 | 79.184
85 | Godrej Hydraulic door closer fitted and fixed complete.Medium Type | BI01010001010000000000000515BI0100001196 | 22 | Each | 1883.45 |  |  | Excess(+) | 1 | Full Conversion | INR | [40 empty] | 41435.9 | 41435.9 | INR Forty One Thousand Four Hundred & Thirty Five and Paise Ninety Only | 1665 | 1883.448
86 | Anodised aluminium barrel / tower /socket bolt (full covered) of approved manufractured from extructed section conforming to I.S. 204/74 fitted with cadmium plated screws. 300 mm long X 10mm dia bolt. | BI01010001010000000000000515BI0100001197 | 65 | Each | 111.99 |  |  | Excess(+) | 1 | Full Conversion | INR | [40 empty] | 7279.35 | 7279.35 | INR Seven Thousand Two Hundred & Seventy Nine and Paise Thirty Five Only | 99 | 111.9888
87 | Anodised aliminium D-type handle of approved quality manufactured from extruded section conforming to I.S. specification (I.S. 230/72) fitted and fixed complete:(a) With continuous plate base (Hexagonal / Round rod) (v) 125 mm grip x 12 mm dia rod. | BI01010001010000000000000515BI0100001198 | 62 | Each | 116.51 |  |  | Excess(+) | 1 | Full Conversion | INR | [40 empty] | 7223.62 | 7223.62 | INR Seven Thousand Two Hundred & Twenty Three and Paise Sixty Two Only | 103 | 116.5136
88 | (a) Applying 2 coats of bonding agent with synthetic multifunctional rubber emulsion having adhesive and water proofing properties by mixing with water in proportion (1 bonding agent : 4 water : 6 cement) as per Manufacturer's specification. For Water Proofing at roof | BI01010001010000000000000515BI0100001199 | 431.3125 | Sqm. | 99.55 |  |  | Excess(+) | 1 | Full Conversion | INR | [40 empty] | 42937.16 | 42937.16 | INR Forty Two Thousand Nine Hundred & Thirty Seven and Paise Sixteen Only | 88 | 99.5456
89 | Ordinary Cement concrete (mix 1:2:4) with graded stone chips (6mm nominal size) excluding shuttering and reinforcement,if any, in gound floor as per relevant IS codes..(i)pakur variety (For Roof Concrete) | BI01010001010000000000000515BI0100001200 | 21.276 | Cum. | 5487.45 |  |  | Excess(+) | 1 | Full Conversion | INR | [40 empty] | 116750.99 | 116750.99 | INR One Lakh Sixteen Thousand Seven Hundred & Fifty and Paise Ninety Nine Only | 4851 | 5487.4512
90 | Supplying, fitting and fixing Black Stone slab used in Kitchen slab, alcove, wardrobe etc. laid and jointed with necessary adhesive Cement mortar (1:2) including grinding or polishing as per direction of Engineer-in -Charge in Ground Floor. (b) Slab Thickness above 25 mm and upto 37.5 mm | BI01010001010000000000000515BI0100001201 | 8.085 | Sqm | 806.55 |  |  | Excess(+) | 1 | Full Conversion | INR | [40 empty] | 6520.96 | 6520.96 | INR Six Thousand Five Hundred & Twenty and Paise Ninety Six Only | 713 | 806.5456
91 | M.S. gate of Jail type as per approved design made of strong M.S. frame work, intermediate stiffeners and round / square bars or angles. M.S. sheet (not less than 14 gauge) gussets, cleats etc. including necessary riveting, bolting, welding, locking and hanging arrangements, fitting and fixing complete as per direction of the Engineer-in -charge. In ground floor. | BI01010001010000000000000515BI0100001202 | 8 | Qntl. | 11413.81 |  |  | Excess(+) | 1 | Full Conversion | INR | [40 empty] | 91310.48 | 91310.48 | INR Ninety One Thousand Three Hundred & Ten and Paise Forty Eight Only | 10090 | 11413.808
92 | Supplying fitting and fixing 600 mm (+/- 30 mm) diametre R.B.T (Reinforced Barbed Tape) Concertina fencing on wall top using concertina coils stretched to approx.6 meters length at site clipped with two nos. of horizontal R.B.T strands which will be tensioned and fixed with the vertical M.S angle iron posts by means of security fasteners (such as 'C' clips, R.B.T clips etc.) | BI01010001010000000000000515BI0100001203 | 310 | Mtr | 461.53 |  |  | Excess(+) | 1 | Full Conversion | INR | [40 empty] | 143074.3 | 143074.3 | INR One Lakh Forty Three Thousand &Seventy Four and Paise Thirty Only | 408 | 461.5296
93 | Labour for fitting line of wire to posts, tightening by straining bolts and fixing the wire ( in taut condition) to the post with staples (including the cost of cutting and lapping joints in the wire, as necessary and including the cost of staples and straining bolts and also the labour for fixing the staples but excluding the cost of straining bolts) 24 Labour for fitting line of wire to posts, tightening by straining bolts and fixing the wire ( in taut condition) to the post with staples (including the cost of cutting and lapping joints in the wire, as necessary and including the cost of staples and straining bolts and also the labour for fixing the staples but excluding the cost of straining bolts) ( d) barbed wire | BI01010001010000000000000515BI0100001204 | 927.842 | Mtr | 3.48 |  |  | Excess(+) | 1 | Full Conversion | INR | [40 empty] | 3228.89 | 3228.89 | INR Three Thousand Two Hundred & Twenty Eight and Paise Eighty Nine Only | 3.08 | 3.4841 | 2.0977 | 925.744
94 | M.S. structural works in columns, beams etc. with simple rolled structural members (e.g. joists, angle, channel sections conforming to IS: 226, IS: 808 & SP (6)- 1964 connected to one another with bracket, gussets, cleats as per design, direction of Engineer-in- charge complete including cutting to requisite shape and length, fabrication with necessary bolting, metal arc welding conforming to IS: 816- 1956 & IS: 1995 using electrodes of approved make and brand conforming to IS:814- 1957, haulage, hoisting and erection all complete. The rate includes the cost of rolled steel section, consumables such as electrodes, gas and hire charge of all tools and plants and labour required for the work including all incidental chages such as electricity charges, labour insurance charges etc. I) For structural members of specified sections weighing less than 22.5 kg/m. | BI01010001010000000000000515BI0100001205 | 0.884 | M.T. | 82128.51 |  |  | Excess(+) | 1 | Full Conversion | INR | [40 empty] | 72601.6 | 72601.6 | INR Seventy Two Thousand Six Hundred & One and Paise Sixty Only | 72603 | 82128.5136
95 | Earth work in filling in compound, tank, low land, ditches etc. with good earth, in layers not exceeding 150 mm. including breaking clods and consolidating the same by ramming and dressing complete. (Payment will be made on profile measurement before and after the work) (iv) With carried earth arranged by the contractor within a radius exceeding 5 km. butnot exceeding 10 km. including cost of carried earth | BI01010001010000000000000515BI0100001206 | 2146.5 | Cum | 556.31 |  |  | Excess(+) | 1 | Full Conversion | INR | [40 empty] | 1194119.42 | 1194119.42 | INR Eleven Lakh Ninety Four Thousand One Hundred & Nineteen and Paise Forty Two Only | 491.79 | 556.3128
96 | Ornamental brick edging (75 mm wide) in compound roads, gardens etc.with 1st class or picked jhama bricks laid diagonally on end and with a corner slightly raised from the adjoining surface thus giving saw tooth appearance including cutting trench laying bricks and repacking the trench thoroughly on both sides of the edging complete as per direction. | BI01010001010000000000000515BI0100001207 | 240 | Rm. | 81.66 |  |  | Excess(+) | 1 | Full Conversion | INR | [40 empty] | 19598.4 | 19598.4 | INR Nineteen Thousand Five Hundred & Ninety Eight and Paise Forty Only | 72.19 | 81.6613
97 | SANITARY WORKS Supplying, fitting and fixing PVC pipes of approved makeof (medium duty) conforming to ASTMD - 1785 and threaded to match with GI Pipes as per IS : 1239 (Part - I). with all necessary accessories, specials viz. socket, bend, tee, union, cross, elbo, nipple, longscrew, reducing socket, reducing tee, short piece etc. fitted with holder bats clamps, including cutting pipes, making threads,fitting, fixing etc. complete in all respect including cost of all necessary fittings as required,jointing materials and two coats of painting with approved paint in any position above ground. (Payment will be made on the centre line measurements of total pipe line including all specials. No separate payment will be made for accesories, specials. Payment for painting will be made seperately) Supreem made (a) For Exposed Work -- PVC Pipes (Dia) 40 mm(Main Riser) | BI01010001010000000000000515BI0100001208 | 150 | Mtr. | 330.31 |  |  | Excess(+) | 1 | Full Conversion | INR | [40 empty] | 49546.5 | 49546.5 | INR Forty Nine Thousand Five Hundred & Forty Six and Paise Fifty Only | 292 | 330.3104
98 | Supplying, fitting and fixing PVC pipes of approved makeof (medium duty) conforming to ASTMD - 1785 and threaded to match with GI Pipes as per IS : 1239 (Part - I). with all necessary accessories, specials viz. socket, bend, tee, union, cross, elbo, nipple, longscrew, reducing socket, reducing tee, short piece etc. fitted with holder bats clamps, including cutting pipes, making threads,fitting, fixing etc. complete in all respect including cost of all necessary fittings as required,jointing materials and two coats of painting with approved paint in any position above ground. (Payment will be made on the centre line measurements of total pipe line including all specials. No separate payment will be made for accesories, specials. Payment for painting will be made seperately) Supreem made (a) For Exposed Work -- PVC Pipes (Dia) 32mm(Roof ring) | BI01010001010000000000000515BI0100001209 | 85 | Mts | 266.96 |  |  | Excess(+) | 1 | Full Conversion | INR | [40 empty] | 22691.6 | 22691.6 | INR Twenty Two Thousand Six Hundred & Ninety One and Paise Sixty Only | 236 | 266.9632
99 | Supplying, fitting and fixing PVC pipes of approved makeof (medium duty) conforming to ASTMD - 1785 and threaded to match with GI Pipes as per IS : 1239 (Part - I). with all necessary accessories, specials viz. socket, bend, tee, union, cross, elbo, nipple, longscrew, reducing socket, reducing tee, short piece etc. fitted with holder bats clamps, including cutting pipes, making threads,fitting, fixing etc. complete in all respect including cost of all necessary fittings as required,jointing materials and two coats of painting with approved paint in any position above ground. (Payment will be made on the centre line measurements of total pipe line including all specials. No separate payment will be made for accesories, specials. Payment for painting will be made seperately) Supreem made (a) For Exposed Work -- PVC Pipes (Dia) 20 mm(Internal) | BI01010001010000000000000515BI0100001210 | 155 | Mtr. | 145.92 |  |  | Excess(+) | 1 | Full Conversion | INR | [40 empty] | 22617.6 | 22617.6 | INR Twenty Two Thousand Six Hundred & Seventeen and Paise Sixty Only | 129 | 145.9248
100 | Supplying, fitting and fixing PVC pipes of approved makeof (medium duty) conforming to ASTMD - 1785 and threaded to match with GI Pipes as per IS : 1239 (Part - I). with all necessary accessories, specials viz. socket, bend, tee, union, cross, elbo, nipple, longscrew, reducing socket, reducing tee, short piece etc. fitted with holder bats clamps, including cutting pipes, making threads,fitting, fixing etc. complete in all respect including cost of all necessary fittings as required,jointing materials and two coats of painting with approved paint in any position above ground. (Payment will be made on the centre line measurements of total pipe line including all specials. No separate payment will be made for accesories, specials. Payment for painting will be made seperately) Supreem made (a) For Exposed Work -- PVC Pipes (Dia) 25 mm(Vertical) | BI01010001010000000000000515BI0100001211 | 175 | Mtr. | 200.22 |  |  | Excess(+) | 1 | Full Conversion | INR | [40 empty] | 35038.5 | 35038.5 | INR Thirty Five Thousand &Thirty Eight and Paise Fifty Only | 177 | 200.2224
101 | Supplying, fitting and fixing PVC pipes of approved makeof (medium duty) conforming to ASTMD - 1785 and threaded to match with GI Pipes as per IS : 1239 (Part - I). with all necessary accessories, specials viz. socket, bend, tee, union, cross, elbo, nipple, longscrew, reducing socket, reducing tee, short piece etc. fitted with holder bats clamps, including cutting pipes, making threads,fitting, fixing etc. complete in all respect including cost of all necessary fittings as required,jointing materials and two coats of painting with approved paint in any position above ground. (Payment will be made on the centre line measurements of total pipe line including all specials. No separate payment will be made for accesories, specials. Payment for painting will be made seperately) Supreem made (a) For Concealed work 15 mm | BI01010001010000000000000515BI0100001212 | 170 | Mtr. | 154.97 |  |  | Excess(+) | 1 | Full Conversion | INR | [40 empty] | 26344.9 | 26344.9 | INR Twenty Six Thousand Three Hundred & Forty Four and Paise Ninety Only | 137 | 154.9744
102 | Supplying, fitting and fixing Peet's valve fullway gunmetal standard pattern best quality of approved brand bearing I.S.I. marking with fittings (tested to 21 kg per sq. cm.). 40mm | BI01010001010000000000000515BI0100001213 | 19 | Each | 1861.96 |  |  | Excess(+) | 1 | Full Conversion | INR | [40 empty] | 35377.24 | 35377.24 | INR Thirty Five Thousand Three Hundred & Seventy Seven and Paise Twenty Four Only | 1646 | 1861.9552
103 | Supplying, fitting and fixing Peet's valve fullway gunmetal standard pattern best quality of approved brand bearing I.S.I. marking with fittings (tested to 21 kg per sq. cm.). 32 mm | BI01010001010000000000000515BI0100001214 | 21 | Each | 1423.05 |  |  | Excess(+) | 1 | Full Conversion | INR | [40 empty] | 29884.05 | 29884.05 | INR Twenty Nine Thousand Eight Hundred & Eighty Four and Paise Five Only | 1258 | 1423.0496
104 | Supplying, fitting and fixing Peet's valve fullway gunmetal standard pattern best quality of approved brand bearing I.S.I. marking with fittings (tested to 21 kg per sq. cm.). 25 mm | BI01010001010000000000000515BI0100001215 | 19 | Each | 1031.65 |  |  | Excess(+) | 1 | Full Conversion | INR | [40 empty] | 19601.35 | 19601.35 | INR Nineteen Thousand Six Hundred & One and Paise Thirty Five Only | 912 | 1031.6544
105 | Supplying, fitting and fixing Anglo-Indian W.C. in white glazed vitreous china ware of approved make complete in position with necessary bolts, nuts etc. Hindware/Parryware/Cera, made (a) With 'P' trap (with vent) | BI01010001010000000000000515BI0100001216 | 26 | Each | 3511.24 |  |  | Excess(+) | 1 | Full Conversion | INR | [40 empty] | 91292.24 | 91292.24 | INR Ninety One Thousand Two Hundred & Ninety Two and Paise Twenty Four Only | 3104 | 3511.2448
106 | Supplying, fitting and fixing Closet seat of approved make with lid and C.P.hinges, rubber buffer and brass screws complete. (b) Anglo Indian (ii) Plastic (hallow type) white | BI01010001010000000000000515BI0100001217 | 26 | Each | 548.63 |  |  | Excess(+) | 1 | Full Conversion | INR | [40 empty] | 14264.38 | 14264.38 | INR Fourteen Thousand Two Hundred & Sixty Four and Paise Thirty Eight Only | 485 | 548.632
107 | Supplying, fitting and fixing 10 litre P.V.C. low-down cistern conforming to I.S. specification with P.V.C. fittings complete,C.I. brackets including two coats of painting to bracket etc.White | BI01010001010000000000000515BI0100001218 | 26 | Each | 1148.17 |  |  | Excess(+) | 1 | Full Conversion | INR | [40 empty] | 29852.42 | 29852.42 | INR Twenty Nine Thousand Eight Hundred & Fifty Two and Paise Forty Two Only | 1015 | 1148.168
108 | Supplying, fitting and fixing approved brand P.V.C. CONNECTOR white flexible, with both ends coupling with heavy brass C.P. nut, 15 mm dia. (ii) 450 mm long | BI01010001010000000000000515BI0100001219 | 26 | Each | 92.76 |  |  | Excess(+) | 1 | Full Conversion | INR | [40 empty] | 2411.76 | 2411.76 | INR Two Thousand Four Hundred & Eleven and Paise Seventy Six Only | 82 | 92.7584
109 | Supplying, fitting and fixing approved brand 32 mm dia. P.V.C. waste pipe, with coupling at one end fitted with necessary clamps. 1050 mm long | BI01010001010000000000000515BI0100001220 | 25 | Each | 102.94 |  |  | Excess(+) | 1 | Full Conversion | INR | [40 empty] | 2573.5 | 2573.5 | INR Two Thousand Five Hundred & Seventy Three and Paise Fifty Only | 91 | 102.9392
110 | Supplying, fitting and fixing vitreous china best quality approved make wash basin with C.I. brackets on 75 mm X 75 mm wooden blocks, C.P. waste fittings of 32 mm dia., one approved quality brass C.P. pillar cock of 15 mm dia., C.P. chain with rubber plug of 32 mm dia., approved quality P.V.C. waste pipe with C.P. nut 32 mm dia., 900 mm long approved quality P.V.C. connection pipe with heavy brass C.P. nut including mending good all damages and painting the brackets with two coats of approved paint. (ii) 550 mm X 400 mm size | BI01010001010000000000000515BI0100001221 | 15 | Each | 2497.69 |  |  | Excess(+) | 1 | Full Conversion | INR | [40 empty] | 37465.35 | 37465.35 | INR Thirty Seven Thousand Four Hundred & Sixty Five and Paise Thirty Five Only | 2208 | 2497.6896
111 | Supplying, fitting and fixing pedestal of approved make for wash basin (white) | BI01010001010000000000000515BI0100001222 | 7 | Each | 1693.41 |  |  | Excess(+) | 1 | Full Conversion | INR | [40 empty] | 11853.87 | 11853.87 | INR Eleven Thousand Eight Hundred & Fifty Three and Paise Eighty Seven Only | 1497 | 1693.4064
112 | Supplying, fitting and fixing towel rail with two brackets. (a) C.P. over brass 25 mm dia. and 600 mm long | BI01010001010000000000000515BI0100001223 | 37 | Each | 486.42 |  |  | Excess(+) | 1 | Full Conversion | INR | [40 empty] | 17997.54 | 17997.54 | INR Seventeen Thousand Nine Hundred & Ninety Seven and Paise Fifty Four Only | 430 | 486.416
113 | Supplying, fitting and fixing best quality Indian make mirror 5.5 mm thick with silvering as per I.S.I. specifications supported on fibre glass frame of any colour, frame size 550 mm X 400 mm | BI01010001010000000000000515BI0100001224 | 24 | Each | 693.43 |  |  | Excess(+) | 1 | Full Conversion | INR | [40 empty] | 16642.32 | 16642.32 | INR Sixteen Thousand Six Hundred & Forty Two and Paise Thirty Two Only | 613 | 693.4256
114 | Supplying ,fitting and fixing bib cock or stop cock. (a)(i)Chorium plated bib cock short body ( Equivalent to code.511 & Model - Tropical/Sumthing Special of ESSCO or similar brand). | BI01010001010000000000000515BI0100001225 | 24 | Each | 609.72 |  |  | Excess(+) | 1 | Full Conversion | INR | [40 empty] | 14633.28 | 14633.28 | INR Fourteen Thousand Six Hundred & Thirty Three and Paise Twenty Eight Only | 539 | 609.7168
115 | Supplying ,fitting and fixing bib cock or stop cock. (c)(i) Chromium plated angular stop cock with wall flange (Equivalent to Code No. 5053 & Model- Florentine of Jaguar or similar brand) | BI01010001010000000000000515BI0100001226 | 26 | Each | 921.93 |  |  | Excess(+) | 1 | Full Conversion | INR | [40 empty] | 23970.18 | 23970.18 | INR Twenty Three Thousand Nine Hundred & Seventy and Paise Eighteen Only | 815 | 921.928
116 | Supplying, fitting and fixing pillar cock of approved make. a) (i) CP Pillar Cock - 15 mm. (Equivalent to Code No. 507 & Model - Tropical / Sumthing Special of ESSCO or similar brand). | BI01010001010000000000000515BI0100001227 | 20 | Each | 627.82 |  |  | Excess(+) | 1 | Full Conversion | INR | [40 empty] | 12556.4 | 12556.4 | INR Twelve Thousand Five Hundred & Fifty Six and Paise Forty Only | 555 | 627.816
117 | Supplying, fitting and fixing shower of approved brand and make.(g) PTMT overhead shower (Prayag or equivalent) i) 75 mm round | BI01010001010000000000000515BI0100001228 | 27 | Each | 202.48 |  |  | Excess(+) | 1 | Full Conversion | INR | [40 empty] | 5466.96 | 5466.96 | INR Five Thousand Four Hundred & Sixty Six and Paise Ninety Six Only | 179 | 202.4848
118 | Supplying ,fitting and fixing bib cock or stop cock. (e)PTMT (Polytetra Bib Cock / Stop Cock ( Prayag or equivalent)15 mm | BI01010001010000000000000515BI0100001229 | 20 | Each | 174.2 |  |  | Excess(+) | 1 | Full Conversion | INR | [40 empty] | 3484 | 3484 | INR Three Thousand Four Hundred & Eighty Four Only | 154 | 174.2048
119 | Supplying, fitting and fixing pillar cock of approved make. b) PTMT Pillar Cock - 15 mm. (Prayag or equivalent). | BI01010001010000000000000515BI0100001230 | 6 | Each | 251.13 |  |  | Excess(+) | 1 | Full Conversion | INR | [40 empty] | 1506.78 | 1506.78 | INR One Thousand Five Hundred & Six and Paise Seventy Eight Only | 222 | 251.1264
120 | Supply of UPVC pipes (B Type) and fittings conforming to IS-13592-1992 (A) (i) Single Socketed 3 Mtr. Length c) 110 mm | BI01010001010000000000000515BI0100001231 | 161 | Mtr. | 330.31 |  |  | Excess(+) | 1 | Full Conversion | INR | [40 empty] | 53179.91 | 53179.91 | INR Fifty Three Thousand One Hundred & Seventy Nine and Paise Ninety One Only | 292 | 330.3104
121 | Supply of UPVC pipes (B Type) and fittings conforming to IS-13592-1992 (B) Fittings (i) Door Tee (110 mm) | BI01010001010000000000000515BI0100001232 | 79 | Each | 220.58 |  |  | Excess(+) | 1 | Full Conversion | INR | [40 empty] | 17425.82 | 17425.82 | INR Seventeen Thousand Four Hundred & Twenty Five and Paise Eighty Two Only | 195 | 220.584
122 | Supply of UPVC pipes (B Type) and fittings conforming to IS-13592-1992 (B) Fittings (ii)Bend 87.5 dig.(110 MM) | BI01010001010000000000000515BI0100001233 | 79 | Each | 135.74 |  |  | Excess(+) | 1 | Full Conversion | INR | [40 empty] | 10723.46 | 10723.46 | INR Ten Thousand Seven Hundred & Twenty Three and Paise Forty Six Only | 120 | 135.744
123 | Supply of UPVC pipes (B Type) and fittings conforming to IS-13592-1992 (B) Fittings (iii) Door Bend 110 mm | BI01010001010000000000000515BI0100001234 | 79 | Each | 166.29 |  |  | Excess(+) | 1 | Full Conversion | INR | [40 empty] | 13136.91 | 13136.91 | INR Thirteen Thousand One Hundred & Thirty Six and Paise Ninety One Only | 147 | 166.2864
124 | Supply of UPVC pipes (B Type) and fittings conforming to IS-13592-1992 (B) Fittings (iv) Vent Cowl 110 mm | BI01010001010000000000000515BI0100001235 | 18 | Each | 37.33 |  |  | Excess(+) | 1 | Full Conversion | INR | [40 empty] | 671.94 | 671.94 | INR Six Hundred & Seventy One and Paise Ninety Four Only | 33 | 37.3296
125 | Supply of UPVC pipes (B Type) and fittings conforming to IS-13592-1992 (B) Fittings Pipe Clip 110 mm | BI01010001010000000000000515BI0100001236 | 204 | Each | 23.76 |  |  | Excess(+) | 1 | Full Conversion | INR | [40 empty] | 4847.04 | 4847.04 | INR Four Thousand Eight Hundred & Forty Seven and Paise Four Only | 21 | 23.7552
126 | Labour for fitting and fixing U.P.V.C piupes for above ground work including cost of joining materials etc. fitting and fixing all necessary specials, cutting pipes,cutting holes in walls or R.C floor where necessary and mending good all damages excluding the cost of masonry or concrete work, if necessary but including the cost and fitting and fixing holder bat clamps (any floor) or for underground work including cutting trenches upto 1.5 mtr. and refilling the same complete as per direction of the Engineer - in - Charge.(payment will be made on centre line measurment of the total pipe line including specials) (A) Above ground (i) 110 mm | BI01010001010000000000000515BI0100001237 | 149 | Mtr. | 64.48 |  |  | Excess(+) | 1 | Full Conversion | INR | [40 empty] | 9607.52 | 9607.52 | INR Nine Thousand Six Hundred & Seven and Paise Fifty Two Only | 57 | 64.4784
127 | Labour for fitting and fixing U.P.V.C piupes for above ground work including cost of joining materials etc. fitting and fixing all necessary specials, cutting pipes,cutting holes in walls or R.C floor where necessary and mending good all damages excluding the cost of masonry or concrete work, if necessary but including the cost and fitting and fixing holder bat clamps (any floor) or for underground work including cutting trenches upto 1.5 mtr. and refilling the same complete as per direction of the Engineer - in - Charge.(payment will be made on centre line measurment of the total pipe line including specials) (B) Under ground (i) 110 mm | BI01010001010000000000000515BI0100001238 | 141 | Mtr. | 95.02 |  |  | Excess(+) | 1 | Full Conversion | INR | [40 empty] | 13397.82 | 13397.82 | INR Thirteen Thousand Three Hundred & Ninety Seven and Paise Eighty Two Only | 84 | 95.0208
128 | Supplying, fitting and fixing Flat back urinal (half stall urinal) in white vitreous chinaware of approved make in position with brass screws on 75 mm X 75 mm X 75 mm wooden blocks complete.(i) 635 mm X 395 mm X 420 mm | BI01010001010000000000000515BI0100001239 | 12 | Each | 3245.41 |  |  | Excess(+) | 1 | Full Conversion | INR | [40 empty] | 38944.92 | 38944.92 | INR Thirty Eight Thousand Nine Hundred & Forty Four and Paise Ninety Two Only | 2869 | 3245.4128
129 | Supplying, fitting and fixing C.I. round grating.(ii) 150 mm | BI01010001010000000000000515BI0100001240 | 40 | Each | 96.15 |  |  | Excess(+) | 1 | Full Conversion | INR | [40 empty] | 3846 | 3846 | INR Three Thousand Eight Hundred & Forty Six Only | 85 | 96.152
130 | Supplying, fitting and fixing C.I. square jalli.(ii) 150 mm | BI01010001010000000000000515BI0100001241 | 35 | Each | 115.38 |  |  | Excess(+) | 1 | Full Conversion | INR | [40 empty] | 4038.3 | 4038.3 | INR Four Thousand &Thirty Eight and Paise Thirty Only | 102 | 115.3824
131 | Supplying P.V.C. water storage tank of approved quality with closed top with lid (Black) - Multilayer (c) 1000 litre capacity | BI01010001010000000000000515BI0100001242 | 4 | Each | 5800.79 |  |  | Excess(+) | 1 | Full Conversion | INR | [40 empty] | 23203.16 | 23203.16 | INR Twenty Three Thousand Two Hundred & Three and Paise Sixteen Only | 5128 | 5800.7936
132 | Supplying P.V.C. water storage tank of approved quality with closed top with lid (Black) - Multilayer (c) 2000 litre capacity | BI01010001010000000000000515BI0100001243 | 3 | Each | 11802.94 |  |  | Excess(+) | 1 | Full Conversion | INR | [40 empty] | 35408.82 | 35408.82 | INR Thirty Five Thousand Four Hundred & Eight and Paise Eighty Two Only | 10434 | 11802.9408
133 | Labour for hoisting plastic water storage tank. (i) Upto 1500 litre capacity. Upto 1st storey from G.L. | BI01010001010000000000000515BI0100001244 | 4 | Each | 108.6 |  |  | Excess(+) | 1 | Full Conversion | INR | [40 empty] | 434.4 | 434.4 | INR Four Hundred & Thirty Four and Paise Forty Only | 96 | 108.5952
134 | Labour for hoisting plastic water storage tank. (ii) Above 1500 litre upto 5000 litre capacity. Upto 2nd storey from G.L. | BI01010001010000000000000515BI0100001245 | 3 | Each | 255.65 |  |  | Excess(+) | 1 | Full Conversion | INR | [40 empty] | 766.95 | 766.95 | INR Seven Hundred & Sixty Six and Paise Ninety Five Only | 226 | 255.6512
135 | Supplying fitting fixing PTMT smart shelf of approved make of size 300 mm | BI01010001010000000000000515BI0100001246 | 34 | Each | 252.26 |  |  | Excess(+) | 1 | Full Conversion | INR | [40 empty] | 8576.84 | 8576.84 | INR Eight Thousand Five Hundred & Seventy Six and Paise Eighty Four Only | 223 | 252.2576
136 | Suppling fitting fixing soap holder a)PTMT (Prayag or Equivelent) | BI01010001010000000000000515BI0100001247 | 34 | Each | 152.71 |  |  | Excess(+) | 1 | Full Conversion | INR | [40 empty] | 5192.14 | 5192.14 | INR Five Thousand One Hundred & Ninety Two and Paise Fourteen Only | 135 | 152.712
137 | Supplying,fitting and fixing stainless steel sink complete with waste fittings and two coats of painting of CI bracket,Sink Only 530mm x 430mm x 180 mm | BI01010001010000000000000515BI0100001248 | 1 | Each | 3715.99 |  |  | Excess(+) | 1 | Full Conversion | INR | [40 empty] | 3715.99 | 3715.99 | INR Three Thousand Seven Hundred & Fifteen and Paise Ninety Nine Only | 3285 | 3715.992
138 | Supplying, fitting and fixing 15 mm swan neck tap with left & right hand operating nob with aerator (Equivalent to Code No. 510, 510(A) and Model - TROPICAL / SUMTHING SPECIAL of ESSCO or similar brand). | BI01010001010000000000000515BI0100001249 | 1 | Each | 917.4 |  |  | Excess(+) | 1 | Full Conversion | INR | [40 empty] | 917.4 | 917.4 | INR Nine Hundred & Seventeen and Paise Forty Only | 811 | 917.4032
139 | Constructing Inspection pit of inside measurement 600mm X 600mm X upto 600mm (depth) with 250 mm thick 1st. class brick work in cement mortar (1:4) on all sides, bottom of the pit consisting of 100 mm thick cement concrete (1:3:6) with stone chips over a layer of jhama brick flat soling,15 mm thick (1:4) cement plaster to inside walls and out-side walls upto G.L. and 20 mm.thick (1:4) plaster to bottom of the pit, providing necessary invert with cement concrete (1:3:6) with stone chips as per direction, neat cement finishing to entire internal surfaces, top of the pit covered with 100 mm thick R.C.C. slab (1:1.5:3) with stone chips and necessary reinforcements upto 1% and shuttering including 6 mm thick cement plaster (1:4) in all external surfaces of the slab and one 560 mm dia. R.C.C. manhole cover of approved make supplied, fitted and fixed in the slab with necessary fittings, necessary earthwork in excavation in all sorts of soil, filling sides of the pit with earth and removing spoils after work complete in all respect with all costs of labour and materials. For SAIL/TATA/RINL (Pakur variety) | BI01010001010000000000000515BI0100001250 | 9 | Each | 8040.57 |  |  | Excess(+) | 1 | Full Conversion | INR | [40 empty] | 72365.13 | 72365.13 | INR Seventy Two Thousand Three Hundred & Sixty Five and Paise Thirteen Only | 7108 | 8040.5696
140 | Construction of septic tank of different capacities as per approved drawing with 1st class brick work in cement mortar (1:4) including two 560 mm dia. R.C.C. manhole cover(heavy type)of approved make supplied, fitted and fixed in the 100mm thick R.C.C (1:1.5:3) top slab with necessary fittings, 20mm thick cement plaster (4 : 1) with neat cement finish to the internal surfaces and 15 mm thick cement plaster (4 : 1) to outside wall upto 200 mm below G.L floor finished with 25 mm thick grey artificial stone over 100 mm thick R.C.C(1:1.5:3) bottom slab including supplying, fitting and fixing all necessry specials, fittings, S.W. tees, C.I. foot rest etc. including excavation earth in all sorts of soil, shoring, bailing out and pumping out water as necessary, ramming, dressing the bed and fefilling the sides of the tanks with earth, removing spoils, filling up the chamber with clear water, removing foreign materials from the chamber and including constructing attached inspection pit as per approved drawing and connecting all necessary pipes, joints etc. with internal plaster work and artificial stone flooring is to be done with admixture of water proofing compound @ 0.5% by weight of cement with all costs of labour and materials. For SAIL/TATA/RINL (Pakur variety) For 10 users | BI01010001010000000000000515BI0100001251 | 3 | Each | 40223.21 |  |  | Excess(+) | 1 | Full Conversion | INR | [40 empty] | 120669.63 | 120669.63 | INR One Lakh Twenty Thousand Six Hundred & Sixty Nine and Paise Sixty Three Only | 35558 | 40223.2096
141 | Construction of septic tank of different capacities as per approved drawing with 1st class brick work in cement mortar (1:4) including two 560 mm dia. R.C.C. manhole cover(heavy type)of approved make supplied, fitted and fixed in the 100mm thick R.C.C (1:1.5:3) top slab with necessary fittings, 20mm thick cement plaster (4 : 1) with neat cement finish to the internal surfaces and 15 mm thick cement plaster (4 : 1) to outside wall upto 200 mm below G.L floor finished with 25 mm thick grey artificial stone over 100 mm thick R.C.C(1:1.5:3) bottom slab including supplying, fitting and fixing all necessry specials, fittings, S.W. tees, C.I. foot rest etc. including excavation earth in all sorts of soil, shoring, bailing out and pumping out water as necessary, ramming, dressing the bed and fefilling the sides of the tanks with earth, removing spoils, filling up the chamber with clear water, removing foreign materials from the chamber and including constructing attached inspection pit as per approved drawing and connecting all necessary pipes, joints etc. with internal plaster work and artificial stone flooring is to be done with admixture of water proofing compound @ 0.5% by weight of cement with all costs of labour and materials. For SAIL/TATA/RINL (Pakur variety) For 50 users | BI01010001010000000000000515BI0100001252 | 1 | Each | 101244.66 |  |  | Excess(+) | 1 | Full Conversion | INR | [40 empty] | 101244.66 | 101244.66 | INR One Lakh One Thousand Two Hundred & Forty Four and Paise Sixty Six Only | 89502 | 101244.6624
142 | Construction of circular soak well 2.5 metre deep in all types of sandy soils with dry brick work upto 1.6 metre from the bottom having 150 mm intermediate cement brick work (1:4) band all round and cement brick work (1:4) upto 0.90 metre from top with 20mm thick cement plastering (1:4) to inside face upto the depth of cement brick work, 15mm thick cement plaster (1:4) on outer face from top of the well upto G.L. and 6 mm thick cement plaster (1:4) on top of the R.C.C. cover slab including filling bottom 1.00 metre of inside of the well with brick metal (50 mm to 63 mm size) including R.C.C. cover slab of 100 mm thick with cement conc (1:1.5:3) with stone chips with necessary reinforcement and shuttering including one 560 mm dia. R.C.C. manhole cover (heavy type)of approved make supplied, fitted and fixed in the cover slab with necessary fittings, making nacessary arrangements for pipe connections, excavation of well including shoring, dewatering and removing the exess earth from the premises as per direction complete in all respect with all costs of labour and materials. With 250 mm thick dry brick work and 250 mm thick cement brick work (6:1) and 1.00m inside dia. For SAIL/TATA/RINL | BI01010001010000000000000515BI0100001253 | 5 | Each | 18410.28 |  |  | Excess(+) | 1 | Full Conversion | INR | [40 empty] | 92051.4 | 92051.4 | INR Ninety Two Thousand &Fifty One and Paise Forty Only | 16275 | 18410.28
143 | SINKING OF DEEP TUBE WELL Labour for boring through any type of soil for sinking tube well of required dia. With top enlargement by rig boring system 9either by reserve circulation or by direct rotary method ) including hire charges and labour for rig machine , tools and plants , staging, force pumping set and making arrangement for water required for boring etc. complete and lowering of pipes , strainers, blind pipes etc. complete. (a) For depth upto 250 metre for 100 mm dia. Tube well with top enlargement of 200 mm dia.(upto 50 metre). (i) Frist 50 metre | BI01010001010000000000000515BI0100001254 | 50 | mtr | 1147.04 |  |  | Excess(+) | 1 | Full Conversion | INR | [40 empty] | 57352 | 57352 | INR Fifty Seven Thousand Three Hundred & Fifty Two Only | 1014 | 1147.0368
144 | Labour for boring through any type of soil for sinking tube well of required dia. With top enlargement by rig boring system 9either by reserve circulation or by direct rotary method ) including hire charges and labour for rig machine , tools and plants , staging, force pumping set and making arrangement for water required for boring etc. complete and lowering of pipes , strainers, blind pipes etc. complete. (a) For depth upto 250 metre for 100 mm dia. Tube well with top enlargement of 200 mm dia.(upto 50 metre). (ii) Next 50 metre | BI01010001010000000000000515BI0100001255 | 50 | mtr | 998.85 |  |  | Excess(+) | 1 | Full Conversion | INR | [40 empty] | 49942.5 | 49942.5 | INR Forty Nine Thousand Nine Hundred & Forty Two and Paise Fifty Only | 883 | 998.8496
145 | Labour for boring through any type of soil for sinking tube well of required dia. With top enlargement by rig boring system 9either by reserve circulation or by direct rotary method ) including hire charges and labour for rig machine , tools and plants , staging, force pumping set and making arrangement for water required for boring etc. complete and lowering of pipes , strainers, blind pipes etc. complete. (a) For depth upto 250 metre for 100 mm dia. Tube well with top enlargement of 200 mm dia.(upto 50 metre). (iii) Next 50 metre | BI01010001010000000000000515BI0100001256 | 50 | mtr | 1193.42 |  |  | Excess(+) | 1 | Full Conversion | INR | [40 empty] | 59671 | 59671 | INR Fifty Nine Thousand Six Hundred & Seventy One Only | 1055 | 1193.416
146 | Labour for boring through any type of soil for sinking tube well of required dia. With top enlargement by rig boring system 9either by reserve circulation or by direct rotary method ) including hire charges and labour for rig machine , tools and plants , staging, force pumping set and making arrangement for water required for boring etc. complete and lowering of pipes , strainers, blind pipes etc. complete. (a) For depth upto 250 metre for 100 mm dia. Tube well with top enlargement of 200 mm dia.(upto 50 metre). (iv)Rest 100 metre | BI01010001010000000000000515BI0100001257 | 50 | mtr | 1234.14 |  |  | Excess(+) | 1 | Full Conversion | INR | [40 empty] | 61707 | 61707 | INR Sixty One Thousand Seven Hundred & Seven Only | 1091 | 1234.1392
147 | Supplying high density polythene strainer of approved make with adapter conforming to I.S specifications. (iv) 100 mm dia. | BI01010001010000000000000515BI0100001258 | 30 | mtr | 1492.05 |  |  | Excess(+) | 1 | Full Conversion | INR | [40 empty] | 44761.5 | 44761.5 | INR Forty Four Thousand Seven Hundred & Sixty One and Paise Fifty Only | 1319 | 1492.0528
148 | Supplying, fitting and fixing heavy type belmouth reducing socket. (iv) 100 mm x 200 mm | BI01010001010000000000000515BI0100001259 | 1 | each | 978.49 |  |  | Excess(+) | 1 | Full Conversion | INR | [40 empty] | 978.49 | 978.49 | INR Nine Hundred & Seventy Eight and Paise Forty Nine Only | 865 | 978.488
149 | Supplying, fitting and fixing G.I cap at top. (iii) 200 mm | BI01010001010000000000000515BI0100001260 | 1 | each | 636.87 |  |  | Excess(+) | 1 | Full Conversion | INR | [40 empty] | 636.87 | 636.87 | INR Six Hundred & Thirty Six and Paise Eighty Seven Only | 563 | 636.8656
150 | Washing and developing tube well with air compressor pump and engine for 8 (eight) hours continuous pumping per day with necessary arrangements for testing the yield in gallons per hour with 'V' notch including hire and labour charges for all tools and plants and scaffolding as required. | BI01010001010000000000000515BI0100001261 | 3 | day | 8526.99 |  |  | Excess(+) | 1 | Full Conversion | INR | [40 empty] | 25580.97 | 25580.97 | INR Twenty Five Thousand Five Hundred & Eighty and Paise Ninety Seven Only | 7538 | 8526.9856
151 | Collecting sample of water for bacteriological test & chemical test from any depth at any time during execution of work including hire & labour charge for tools & plants & sterilising the equipments, paying all charges & fees, testing etc. complete in all respect as per direction. | BI01010001010000000000000515BI0100001262 | 1 | L.S | 1392.51 |  |  | Excess(+) | 1 | Full Conversion | INR | [40 empty] | 1392.51 | 1392.51 | INR One Thousand Three Hundred & Ninety Two and Paise Fifty One Only | 1231 | 1392.5072
152 | Packing the annular space between the outside of the tube well pipes & strainers and the bore with pea size washed gravel of approved quality having size from 2 mm to 5 mm or the size approved by the Engineer-in-charge including cost of all materials labour and equipment complete. Note: Initial 6 m. of Annular space between the housing pipe and the bore should not be shrouded with Pea size gravel to avoid contamination with surface water. | BI01010001010000000000000515BI0100001263 | 9.5 | Cum | 2295.2 |  |  | Excess(+) | 1 | Full Conversion | INR | [40 empty] | 21804.4 | 21804.4 | INR Twenty One Thousand Eight Hundred & Four and Paise Forty Only | 2029 | 2295.2048
153 | Packing annular space between the outside of the housing pipe and the bore with puddled clay balls of approved size as per direction of the Engineer-in-charge with cost of all materials and labour complete. | BI01010001010000000000000515BI0100001264 | 2 | Cum | 471.71 |  |  | Excess(+) | 1 | Full Conversion | INR | [40 empty] | 943.42 | 943.42 | INR Nine Hundred & Forty Three and Paise Forty Two Only | 417 | 471.7104
154 | Supply of PVC pipes & fittings schedule 80 ( medium duty) confoming to ASTMD-1785 and threded tomatch with G.I pipes as per IS : 1239 (Part-I) a) 100 mm dia PVC Pipes | BI01010001010000000000000515BI0100001265 | 120 | mtr. | 988.67 |  |  | Excess(+) | 1 | Full Conversion | INR | [40 empty] | 118640.4 | 118640.4 | INR One Lakh Eighteen Thousand Six Hundred & Forty and Paise Forty Only | 874 | 988.6688
155 | Supply of PVC pipes & fittings ( medium duty) confoming to ASTMD-1785 and threded tomatch with G.I pipes as per IS : 1239 b) 200 mm dia PVC Pipes | BI01010001010000000000000515BI0100001266 | 55 | mtr. | 2413.98 |  |  | Excess(+) | 1 | Full Conversion | INR | [40 empty] | 132768.9 | 132768.9 | INR One Lakh Thirty Two Thousand Seven Hundred & Sixty Eight and Paise Ninety Only | 2134 | 2413.9808
156 | Geophysical investigation of the acquifer by electrologging system with all tools and plants as necessary including supply of necessary report. | BI01010001010000000000000515BI0100001267 | 1 | item | 9329.01 |  |  | Excess(+) | 1 | Full Conversion | INR | [40 empty] | 9329.01 | 9329.01 | INR Nine Thousand Three Hundred & Twenty Nine and Paise One Only | 8247 | 9329.0064
157 | Providing 200 mm centre guide. i) With clamp | BI01010001010000000000000515BI0100001268 | 1 | Per set | 144.79 |  |  | Excess(+) | 1 | Full Conversion | INR | [40 empty] | 144.79 | 144.79 | INR One Hundred & Forty Four and Paise Seventy Nine Only | 128 | 144.7936
158 | (E) M.S Housing Clamp made of 120 mm wide M.S flat of 10 mm thick arm extended on both side 0.45 Mtr. With two drilled hole 16 mm size both arm for insertion ofv total 4 nos. nut, bolt & washer all complete, fitted, fixed at floor level. iv) 200 mm dia. | BI01010001010000000000000515BI0100001269 | 1 | Each set | 2528.23 |  |  | Excess(+) | 1 | Full Conversion | INR | [40 empty] | 2528.23 | 2528.23 | INR Two Thousand Five Hundred & Twenty Eight and Paise Twenty Three Only | 2235 | 2528.232
159 | SUPPLY & INSTALLATION OF PUMP SET Supply of Three phase 240V 5 Hp (3.7 Kw) stainless steel bore well submersible Pump Motor set suitable for 150mm bore well having overall head of (24 mtr to 40 mtr) & discharge of (370 LPM to 350LPM). The discharge outlet size will be 65mm (2.5" inch) (Make KSB/ Crompton/Kirloskar) | BI01010001010000000000000515BI0100001270 | 1 | set | 27827.52 |  |  | Excess(+) | 1 | Full Conversion | INR | [40 empty] | 27827.52 | 27827.52 | INR Twenty Seven Thousand Eight Hundred & Twenty Seven and Paise Fifty Two Only | 24600 | 27827.52
160 | Supply & Fixing of control panel suitable for 3-Phase 5 HP Submersible Pump motor set comprising of DOL starter, Dual Ammeter & Voltmeter, indicator lamp to be fixed on wall incl making connection & necy. earthing attachment. (Make L&T/Crompton/KSB) | BI01010001010000000000000515BI0100001271 | 1 | set | 4554.21 |  |  | Excess(+) | 1 | Full Conversion | INR | [40 empty] | 4554.21 | 4554.21 | INR Four Thousand Five Hundred & Fifty Four and Paise Twenty One Only | 4026 | 4554.2112
161 | Supply & Laying 3 core 2.5 sqmm flat submersible cable (Finolex)incl. 3/4" PVC HD PVC pipe through U.G. trench with necy Jointing materials incl. S/Laying PVC HD PVC pipe (Oriplast) | BI01010001010000000000000515BI0100001272 | 60 | mtr | 193.44 |  |  | Excess(+) | 1 | Full Conversion | INR | [40 empty] | 11606.4 | 11606.4 | INR Eleven Thousand Six Hundred & Six and Paise Forty Only | 171 | 193.4352
162 | Supply & installation of G.I. pipe (Make TATA-M) pipe having heavy duty G.I. socket/elbow (TATA) incl cutting & threading as required a) 65mm dia (For Vertical column pipe & upto Header) (A)-(II) G.I. pipe & fittings item no -1(g) (ii) | BI01010001010000000000000515BI0100001273 | 55 | mtr | 752.25 |  |  | Excess(+) | 1 | Full Conversion | INR | [40 empty] | 41373.75 | 41373.75 | INR Forty One Thousand Three Hundred & Seventy Three and Paise Seventy Five Only | 665 | 752.248
163 | Supply & installation of G.I. pipe (Make TATA-M) pipe having heavy duty G.I. socket/elbow (TATA) incl cutting & threading as required b) 50mm dia (Header to delivery pipe line upto Barrack building) | BI01010001010000000000000515BI0100001274 | 102 | mtr | 610.85 |  |  | Excess(+) | 1 | Full Conversion | INR | [40 empty] | 62306.7 | 62306.7 | INR Sixty Two Thousand Three Hundred & Six and Paise Seventy Only | 540 | 610.848
164 | Supply & fixing 65 mm dia Gun metal Non-Return valve(ISI) (A)-(II) G.I. pipe & fittings item no -4 | BI01010001010000000000000515BI0100001275 | 1 | each | 4467.11 |  |  | Excess(+) | 1 | Full Conversion | INR | [40 empty] | 4467.11 | 4467.11 | INR Four Thousand Four Hundred & Sixty Seven and Paise Eleven Only | 3949 | 4467.1088
165 | Supply & fixing 50 mm dia G.I.Peets Valve(ISI)(Tested 21 kg per cm) (A)-(II) G.I. pipe & fittings item no -4 | BI01010001010000000000000515BI0100001276 | 4 | each | 2671.89 |  |  | Excess(+) | 1 | Full Conversion | INR | [40 empty] | 10687.56 | 10687.56 | INR Ten Thousand Six Hundred & Eighty Seven and Paise Fifty Six Only | 2362 | 2671.8944
166 | Supply of 100 mm x 65 mm dia PVC Reducing Tee (For header) | BI01010001010000000000000515BI0100001277 | 5 | each | 857.45 |  |  | Excess(+) | 1 | Full Conversion | INR | [40 empty] | 4287.25 | 4287.25 | INR Four Thousand Two Hundred & Eighty Seven and Paise Twenty Five Only | 758 | 857.4496
167 | Supply of 100mm dia PVC nipple short piece 150mm long | BI01010001010000000000000515BI0100001278 | 6 | each | 154.97 |  |  | Excess(+) | 1 | Full Conversion | INR | [40 empty] | 929.82 | 929.82 | INR Nine Hundred & Twenty Nine and Paise Eighty Two Only | 137 | 154.9744
168 | Supply of 100mm dia PVC end plug | BI01010001010000000000000515BI0100001279 | 2 | each | 248.86 |  |  | Excess(+) | 1 | Full Conversion | INR | [40 empty] | 497.72 | 497.72 | INR Four Hundred & Ninety Seven and Paise Seventy Two Only | 220 | 248.864
169 | Supply of 65 mm x 50 mm dia PVC Reducing socket (For delivery Line from header) | BI01010001010000000000000515BI0100001280 | 5 | each | 132.35 |  |  | Excess(+) | 1 | Full Conversion | INR | [40 empty] | 661.75 | 661.75 | INR Six Hundred & Sixty One and Paise Seventy Five Only | 117 | 132.3504
170 | Supply of 50 mm dia PVC Union (A)-(II) G.I. pipe & fittings item no -(I) | BI01010001010000000000000515BI0100001281 | 6 | each | 169.68 |  |  | Excess(+) | 1 | Full Conversion | INR | [40 empty] | 1018.08 | 1018.08 | INR One Thousand &Eighteen and Paise Eight Only | 150 | 169.68
171 | Supply of 50 mm dia PVC Flange (A)-(II) G.I. pipe & fittings item no -(G) | BI01010001010000000000000515BI0100001282 | 2 | pair | 180.99 |  |  | Excess(+) | 1 | Full Conversion | INR | [40 empty] | 361.98 | 361.98 | INR Three Hundred & Sixty One and Paise Ninety Eight Only | 160 | 180.992
172 | Making holes on wall & mending good the damages to original finish | BI01010001010000000000000515BI0100001283 | 4 | each | 67.87 |  |  | Excess(+) | 1 | Full Conversion | INR | [40 empty] | 271.48 | 271.48 | INR Two Hundred & Seventy One and Paise Forty Eight Only | 60 | 67.872
173 | Construction of 200mm x 200mm x 900mm high brick pillars with cement plastering for supporting the G.I. pipe from tube well to header | BI01010001010000000000000515BI0100001284 | 4 | each | 395.92 |  |  | Excess(+) | 1 | Full Conversion | INR | [40 empty] | 1583.68 | 1583.68 | INR One Thousand Five Hundred & Eighty Three and Paise Sixty Eight Only | 350 | 395.92
174 | Supply & fixing holding clamp fabricated by 50mm x 6mm with necy. Nuts, bolts & washers for holding the the column pipe. | BI01010001010000000000000515BI0100001285 | 2 | pairs | 254.52 |  |  | Excess(+) | 1 | Full Conversion | INR | [40 empty] | 509.04 | 509.04 | INR Five Hundred & Nine and Paise Four Only | 225 | 254.52
175 | Labour charge for Testing & Lowering the submersible Pump motor set with submersible cable along with the column pipes into the tube well after socketing the column pipes step by step including arrangement of tripod, chain pully & tools & Tackles & providing suitable manpower to satisfactory operation. | BI01010001010000000000000515BI0100001286 | 1 | item | 3988.61 |  |  | Excess(+) | 1 | Full Conversion | INR | [40 empty] | 3988.61 | 3988.61 | INR Three Thousand Nine Hundred & Eighty Eight and Paise Sixty One Only | 3526 | 3988.6112
176 | Drive Way Earthwork in excavation from borrow pits (land owned/arranged by the Department) and depositing in layers of 250 mm. including breaking clods in embankment works and to fill up back of abutments, depressions and ruts with an initial lead up to 50 m and initial lift up to 1.5 m making bunds at top as directed dressing complete. (Payment to the contractor is to be made on the basis of borrow pit measurement) In ordinary soil | BI01010001010000000000000515BI0100001287 | 273.86 | Cum | 101.69 |  |  | Excess(+) | 1 | Full Conversion | INR | [40 empty] | 27848.82 | 27848.82 | INR Twenty Seven Thousand Eight Hundred & Forty Eight and Paise Eighty Two Only | 89.9 | 101.6949
177 | Box cutting or filling in Road embankment in all sorts of soil including spreading the spoils properly over the flank as necessary or on berm to approximate grade & camber and rolling the sub-grade with power roller to proper camber and grade as per direction and satisfaction of Engineer-in-charge including uprooting and removing plants and jungles when and where necessary. Depth up to 450mm. | BI01010001010000000000000515BI0100001288 | 1296.58 | Sqm | 59.27 |  |  | Excess(+) | 1 | Full Conversion | INR | [40 empty] | 76848.3 | 76848.3 | INR Seventy Six Thousand Eight Hundred & Forty Eight and Paise Thirty Only | 52.4 | 59.2749
178 | Granular Sub-base with Graded Material, (Table:- 400-1):- Mix In Place Method: Construction of granular sub-base by providing graded material, mixing in Wet Mix Plant at OMC, carriage of mixed material to work site, spreading in uniform layers with Motor grader on prepared surface in proper grade and camber, compacting with vibratory power roller to achieve the desired density, including lighting, guarding, barricading, including cost of all materials, machinery, tools and plants and cost of quality control complete as per Clause 401 of Specifications for Road & Bridge Works of MORT&H (5th Revision). Grading - II, G.S.B. | BI01010001010000000000000515BI0100001289 | 324.15 | Cum | 2109.47 |  |  | Excess(+) | 1 | Full Conversion | INR | [40 empty] | 683784.7 | 683784.7 | INR Six Lakh Eighty Three Thousand Seven Hundred & Eighty Four and Paise Seventy Only | 1864.81 | 2109.4731
179 | Water Bound Macadam Base Course :- Providing, laying, spreading and compacting stone aggregates of specific sizes to water bound macadam specification including spreading in uniform thickness, hand packing, rolling with vibratory roller 8-10 tonnes in stages to proper grade and camber, applying and brooming requisite type of screening / binding materials to fill up the interstices of coarse aggregate, watering including lighting, guarding, barricading and making necessary earthen bundh of one metre width on each side and preparing the bed by necessary cutting or filling, including cost of all materials and hire and labour charges of all men and machinery and compacting to the required density, as per Clause 404 of Specifications for Road & Bridge Works of MoRT&H (5th Revision). Grading-II aggregate (53 mm to 22.4 mm) Using Stone Screening Type B (11.2 mm) WBM | BI01010001010000000000000515BI0100001290 | 194.5 | Cum | 3600.43 |  |  | Excess(+) | 1 | Full Conversion | INR | [40 empty] | 700283.64 | 700283.64 | INR Seven Lakh Two Hundred & Eighty Three and Paise Sixty Four Only | 3182.84 | 3600.4286
180 | Supplying & laying as per IRC-SP:063-2004 paver unit of any shade of approved quality as per relevant IS code,laid in pattern as directed in pavement, footpath, driveway(paver block only), etc including necessary underlay complete in all respect with all labour and material. [Border concrete if necessary to be paid separately]. Note: Sub-grade CBR should not be less than 5. 60 mm thick interlocking designer concrete paver block M-35 grade for light-traffic zone, commercial & office complex, tourist resort as per IS: 15658-2006 (over 20-40 mm medium sand bed on 250mm thk WBM/ WMM base course & 250 mm thk bound gnaular /granular sub-base course & filling the interstices of blocks with fine sand by brooming & subsequent watering , including cost of sand for sand bed but excluding cost of base, sub-base course & subgradepreparation). (ii) Coloured Decorative | BI01010001010000000000000515BI0100001291 | 1283.743 | Sqm | 1563.32 |  |  | Excess(+) | 1 | Full Conversion | INR | [40 empty] | 2006901.11 | 2006901.11 | INR Twenty Lakh Six Thousand Nine Hundred & One and Paise Eleven Only | 1382 | 1563.3184
181 | [B] HARD SHOULDERING Box cutting or filling in Road embankment in all sorts of soil including spreading the spoils properly over the flank as necessary or on berm to approximate grade & camber and rolling the sub-grade with power roller to proper camber and grade as per direction and satisfaction of Engineer-in-charge including uprooting and removing plants and jungles when and where necessary. Depth up to 150 mm. | BI01010001010000000000000515BI0100001292 | 684.66 | Sqm | 16.29 |  |  | Excess(+) | 1 | Full Conversion | INR | [40 empty] | 11153.11 | 11153.11 | INR Eleven Thousand One Hundred & Fifty Three and Paise Eleven Only | 14.4 | 16.2893
182 | Construction of Sub Base using Local Materials, spreading in uniform layers with Motor grader on prepared surface, including screening the metal as necessary, mixing by mix in place method with Rotavator at OMC, and compacting with vibratory roller to achieve the desired density, lighting, guarding and barricading including cost and carriage of all materials and making necessary earthen bundh of one metre wide on each side to protect the edges complete as per Clause 401 of Specifications for Road & Bridge Works of MoRT&H (5th Revision). For Construction of Sub Base by compacting 1st class brick aggregates (40 mm down) and sand (in proportion of 60:40). | BI01010001010000000000000515BI0100001293 | 77.02 | Cum | 2127.2 |  |  | Excess(+) | 1 | Full Conversion | INR | [40 empty] | 163836.94 | 163836.94 | INR One Lakh Sixty Three Thousand Eight Hundred & Thirty Six and Paise Ninety Four Only | 1880.48 | 2127.199
183 | Electrical Works | BI01010001010000000000000515BI0100001294 | [53 empty] | 0
184 | Supply & fixing 415 volt 63A TPN switch in S.S. enclosure with HRC fuses onLS & NL to be fixed on angle frame on wall including earthing attachment.(LT/Seimens) | BI01010001010000000000000515BI0100001295 | 1 | set | 4674.12 |  |  | Excess(+) | 1 | Full Conversion | INR | [40 empty] | 4674.12 | 4674.12 | INR Four Thousand Six Hundred & Seventy Four and Paise Twelve Only | 4132 | 4674.1184
185 | Supply & fixing 4 way double door horizontal TPN MCB DB with SS enclosure (Legrand/Seimens/ABB) concealed in wall after cutting the wall & mending good the damages to original finish with earthing attachment comprising with the following. a) 63 A Four Pole isolator -1 No. b)16 to 32 A range SP MCB.-6 Nos. c) Blank plate -6 nos | BI01010001010000000000000515BI0100001296 | 1 | set | 5471.61 |  |  | Excess(+) | 1 | Full Conversion | INR | [40 empty] | 5471.61 | 5471.61 | INR Five Thousand Four Hundred & Seventy One and Paise Sixty One Only | 4837 | 5471.6144
186 | Supply & fixing SPN MCB DB (2+6) WAY (Make Legrand/Seimens/ ABB) with S.S. Enclosure concealed in wall after cutting wall & mending good the damages & earthing attachment comprising with the following. a) 40 A DP isolator - 1 No. b) 6 to 16 A range SPMCB - 4 Nos. | BI01010001010000000000000515BI0100001297 | 1 | set | 2764.65 |  |  | Excess(+) | 1 | Full Conversion | INR | [40 empty] | 2764.65 | 2764.65 | INR Two Thousand Seven Hundred & Sixty Four and Paise Sixty Five Only | 2444 | 2764.6528
187 | Supply & fixing SPN MCB DB (2+8) WAY (Make Legrand/Seimens/ ABB) with S.S. Enclosure concealed in wall after cutting wall & mending good the damages & earthing attachment comprising with the following. a) 40 A DP isolator - 1 No. b) 6 to 16 A range MCB - 4 Nos c) 20A SP MCB -2nos | BI01010001010000000000000515BI0100001298 | 1 | set | 2960.35 |  |  | Excess(+) | 1 | Full Conversion | INR | [40 empty] | 2960.35 | 2960.35 | INR Two Thousand Nine Hundred & Sixty and Paise Thirty Five Only | 2617 | 2960.3504
188 | Supply & fixing 240 volt 32A DP switch with fuse on LS & in S.S. enclosure to be fixed on angle frame on wall incl. earthing attachment. (Havells/HPL)(For Existing building) | BI01010001010000000000000515BI0100001299 | 3 | Each | 1444.54 |  |  | Excess(+) | 1 | Full Conversion | INR | [40 empty] | 4333.62 | 4333.62 | INR Four Thousand Three Hundred & Thirty Three and Paise Sixty Two Only | 1277 | 1444.5424
189 | Supply & fixing 415 V 63 A TPN switch in S.S enclosure with HRC fuse onls & NL to be fixed on angle frame on wall including earthing attachment.(LT/Seimens) | BI01010001010000000000000515BI0100001300 | 1 | Each | 4674.12 |  |  | Excess(+) | 1 | Full Conversion | INR | [40 empty] | 4674.12 | 4674.12 | INR Four Thousand Six Hundred & Seventy Four and Paise Twelve Only | 4132 | 4674.1184
190 | Laying of the following Alu. armoured cable in underground trench 460 mm wide x 760 mm average depth, with brick protection on the top of the cable with 8 (eight) Nos. bricks per metre, including filling the space between the brick & cable and also the trench with shifted soil, leveling up and restoring surface duly rammed A) 4 x 16 sq mm | BI01010001010000000000000515BI0100001301 | 130 | mtr | 183.25 |  |  | Excess(+) | 1 | Full Conversion | INR | [40 empty] | 23822.5 | 23822.5 | INR Twenty Three Thousand Eight Hundred & Twenty Two and Paise Fifty Only | 162 | 183.2544
191 | Laying of the following Alu. armoured cable in underground trench 460 mm wide x 760 mm average depth, with brick protection on the top of the cable with 8 (eight) Nos. bricks per metre, including filling the space between the brick & cable and also the trench with shifted soil, leveling up and restoring surface duly rammed B) 2 x 6 sq mm | BI01010001010000000000000515BI0100001302 | 210 | mtr | 183.25 |  |  | Excess(+) | 1 | Full Conversion | INR | [40 empty] | 38482.5 | 38482.5 | INR Thirty Eight Thousand Four Hundred & Eighty Two and Paise Fifty Only | 162 | 183.2544
192 | Supply & fixing compression type gland with brass gland brass ring incl. socketing the ends off by crimping method incl. S/F solderless socket (Dowels make) & jointing ,materials etc. Of the following XLPE/A cable: a) 4x16 sq mm XLPE/A | BI01010001010000000000000515BI0100001303 | 8 | set | 256.78 |  |  | Excess(+) | 1 | Full Conversion | INR | [40 empty] | 2054.24 | 2054.24 | INR Two Thousand &Fifty Four and Paise Twenty Four Only | 227 | 256.7824
193 | Supply & fixing compression type gland with brass gland brass ring incl. socketing the ends off by crimping method incl. S/F solderless socket (Dowels make) & jointing ,materials etc. Of the following XLPE/A cable: b)2 x 6 sq mm XLPE/A | BI01010001010000000000000515BI0100001304 | 24 | set | 113.12 |  |  | Excess(+) | 1 | Full Conversion | INR | [40 empty] | 2714.88 | 2714.88 | INR Two Thousand Seven Hundred & Fourteen and Paise Eighty Eight Only | 100 | 113.12
194 | Supply & laying medium gauge 40 mm dia G.I. Pipe (ISI-m) for cable protection. a) 40 mm dia G.I. Pipe (ISI -m) for cable protection. | BI01010001010000000000000515BI0100001305 | 130 | mtr | 278.28 |  |  | Excess(+) | 1 | Full Conversion | INR | [40 empty] | 36176.4 | 36176.4 | INR Thirty Six Thousand One Hundred & Seventy Six and Paise Forty Only | 246 | 278.2752
195 | Supply & laying medium gauge 40 mm dia G.I. Pipe (ISI-m) for cable protection. b) 50 mm dia G.I. Pipe (ISI -m) for cable protection. | BI01010001010000000000000515BI0100001306 | 210 | mtr | 373.3 |  |  | Excess(+) | 1 | Full Conversion | INR | [40 empty] | 78393 | 78393 | INR Seventy Eight Thousand Three Hundred & Ninety Three Only | 330 | 373.296
196 | Supply & drawing of 1.1 Kv grade single core stranded 'FR' Pvc insulated & unsheathed copper wire ( phinole/Havells) of the following sizes through suitable alkathene pipe recessed in wall. a) 2 x 4 + 1 x 2.5 sq mm (SPNDB) | BI01010001010000000000000515BI0100001307 | 30 | mtr | 178.73 |  |  | Excess(+) | 1 | Full Conversion | INR | [40 empty] | 5361.9 | 5361.9 | INR Five Thousand Three Hundred & Sixty One and Paise Ninety Only | 158 | 178.7296
197 | Supply & drawing of 1.1 Kv grade single core stranded 'FR' Pvc insulated & unsheathed copper wire ( phinole/Havells) of the following sizes through suitable alkathene pipe recessed in wall. a) 2 x 4 + 1 x 2.5 sq mm (SPNDB) | BI01010001010000000000000515BI0100001308 | 80 | mtr | 144.79 |  |  | Excess(+) | 1 | Full Conversion | INR | [40 empty] | 11583.2 | 11583.2 | INR Eleven Thousand Five Hundred & Eighty Three and Paise Twenty Only | 128 | 144.7936
198 | Supply & drawing of 1.1 Kv grade single core stranded 'FR' Pvc insulated & unsheathed copper wire ( phinole/Havells) of the following sizes through suitable alkathene pipe recessed in wall. c) 3x1.5 sq mm | BI01010001010000000000000515BI0100001309 | 400 | mtr | 125.56 |  |  | Excess(+) | 1 | Full Conversion | INR | [40 empty] | 50224 | 50224 | INR Fifty Thousand Two Hundred & Twenty Four Only | 111 | 125.5632
199 | Supply & fixing computer plug board modular type of 8 module GI box with cover plate recessed in wall comprising with the following (Legrand/Cabtree) ----- a) 6/16A socket & 16A switch --1 set b) 6A socket & 6A switch --3 sets | BI01010001010000000000000515BI0100001310 | 2 | set | 1234.14 |  |  | Excess(+) | 1 | Full Conversion | INR | [40 empty] | 2468.28 | 2468.28 | INR Two Thousand Four Hundred & Sixty Eight and Paise Twenty Eight Only | 1091 | 1234.1392
200 | Supply & fixing of 16A Modular type control switch of 2 module GI box with cover plate recessed in wall | BI01010001010000000000000515BI0100001311 | 2 | set | 329.18 |  |  | Excess(+) | 1 | Full Conversion | INR | [40 empty] | 658.36 | 658.36 | INR Six Hundred & Fifty Eight and Paise Thirty Six Only | 291 | 329.1792
201 | Supply & Fixing 240 V, 25 A, 3 pin Modular type plug socket (Brand approved by EIC), without plug top and switch with 2 Module GI Modular type switch board with top cover plate flushed in wall & making necy. connections with PVC Cu wire and earth wire (AC) | BI01010001010000000000000515BI0100001312 | 2 | each | 399.31 |  |  | Excess(+) | 1 | Full Conversion | INR | [40 empty] | 798.62 | 798.62 | INR Seven Hundred & Ninety Eight and Paise Sixty Two Only | 353 | 399.3136
202 | Supply & Fixing 240 V,25 A, 3 pin Modular type plug top with indicator (Cabtree) & necy. Connections. (AC) | BI01010001010000000000000515BI0100001313 | 2 | set | 145.92 |  |  | Excess(+) | 1 | Full Conversion | INR | [40 empty] | 291.84 | 291.84 | INR Two Hundred & Ninety One and Paise Eighty Four Only | 129 | 145.9248
203 | Supply & Fixing 240 V, 16 A, 3 pin Modular type Power plug socket (Cabtree) with 16A Modular type socket (Cabtree) with 16A Modular type switch, without plug top on 4 Module GI Modular type switch board with top cover plate flushed in wall incl. S&F switch board and cover plate and making necy. connections | BI01010001010000000000000515BI0100001314 | 18 | set | 515.83 |  |  | Excess(+) | 1 | Full Conversion | INR | [40 empty] | 9284.94 | 9284.94 | INR Nine Thousand Two Hundred & Eighty Four and Paise Ninety Four Only | 456 | 515.8272
204 | Distn. wiring in 3 x 1.5 sqmm single core stranded 'FR' PVC insulated & unsheathed single core stranded copper wire (Gloster/Finolex/Havells) in 19 mm bore, 3 mm thick polythen pipe complete with all accessories embedded in wall to light/ fan/call bell points with Modular type switch (Brand approved by EIC) fixed on Modular GI switch board with top cover plate flushed in wall incl. mending good damages to original finish (avg. 9 mtr) | BI01010001010000000000000515BI0100001315 | 40 | pts | 1349.52 |  |  | Excess(+) | 1 | Full Conversion | INR | [40 empty] | 53980.8 | 53980.8 | INR Fifty Three Thousand Nine Hundred & Eighty and Paise Eighty Only | 1193 | 1349.5216
205 | Distribution wiring in 1.1 KV grade 3X1.5 Sqmm. Single core standard "FR" PVC insulated copper wire (approved value) in 19 mm bore , 3 mm thick Polythene Pipe complete with all accessories embeded in wall to light/fan point with piano .key type switch (Anchor) on M.S. switch board with bakelite top cover recessed in wall.(Ave. run 8 mtr.) | BI01010001010000000000000515BI0100001316 | 180 | pts | 1236.4 |  |  | Excess(+) | 1 | Full Conversion | INR | [40 empty] | 222552 | 222552 | INR Two Lakh Twenty Two Thousand Five Hundred & Fifty Two Only | 1093 | 1236.4016
206 | Distribution wiring in 1.1 KV grade 3 x 1.5 sq mm single core stranded 'FR' PVC insulated & unsheathed copper wire (brand approved by EIC) in 19mm bore, 3mm thickpolythene pipe complete with all accessories embedded in wall to 240 V 6A 5 pin plug point incl. S&F 240V 6A 3 pin modular type plug socket & modular type switch(Brand appr. by EIC) incl. S&F earth continuity wire fixed on 4 module GI switch board with 3/4 module top cover plate flushed in wall a) on board | BI01010001010000000000000515BI0100001317 | 6 | pts | 281.67 |  |  | Excess(+) | 1 | Full Conversion | INR | [40 empty] | 1690.02 | 1690.02 | INR One Thousand Six Hundred & Ninety and Paise Two Only | 249 | 281.6688
207 | Distribution wiring in 1.1 KV grade 3 x 1.5 sq mm single core stranded 'FR' PVC insulated & unsheathed copper wire (brand approved by EIC) in 19mm bore, 3mm thickpolythene pipe complete with all accessories embedded in wall to 240 V 6A 5 pin plug point incl. S&F 240V 6A 3 pin modular type plug socket & modular type switch(Brand appr. by EIC) incl. S&F earth continuity wire fixed on 4 module GI switch board with 3/4 module top cover plate flushed in wall b) Average run 4.5 mtr | BI01010001010000000000000515BI0100001318 | 4 | pts | 1061.07 |  |  | Excess(+) | 1 | Full Conversion | INR | [40 empty] | 4244.28 | 4244.28 | INR Four Thousand Two Hundred & Forty Four and Paise Twenty Eight Only | 938 | 1061.0656
208 | Distribution wiring in 1.1 KV grade 3X1.5 Sqmm. Single core standed "FR" PVC insulated copper wire (approved value) in 19 mm bore , 3 mm thick Polythene Pipe complete with all accessories embeded in wall to 240V 6A 5 pin plug point including S/F 240 V 6A 3 pin flush type plug socket & piano key type switch (Anchor) including S/F earth continuty wire fixed on sheet metal (16 SWG) switch board with bakelite top cover (3 mm thick) flushed in wall including mending good damages do original finish . a) on board | BI01010001010000000000000515BI0100001319 | 17 | pts | 85.97 |  |  | Excess(+) | 1 | Full Conversion | INR | [40 empty] | 1461.49 | 1461.49 | INR One Thousand Four Hundred & Sixty One and Paise Forty Nine Only | 76 | 85.9712
209 | Distribution wiring in 1.1 KV grade 3X1.5 Sqmm. Single core standed "FR" PVC insulated copper wire (approved value) in 19 mm bore , 3 mm thick Polythene Pipe complete with all accessories embeded in wall to 240V 6A 5 pin plug point including S/F 240 V 6A 3 pin flush type plug socket & piano key type switch (Anchor) including S/F earth continuty wire fixed on sheet metal (16 SWG) switch board with bakelite top cover (3 mm thick) flushed in wall including mending good damages do original finish . b) Average run 4.5 mtr | BI01010001010000000000000515BI0100001320 | 25 | pts | 773.74 |  |  | Excess(+) | 1 | Full Conversion | INR | [40 empty] | 19343.5 | 19343.5 | INR Nineteen Thousand Three Hundred & Forty Three and Paise Fifty Only | 684 | 773.7408
210 | Supply & Fixing 240 V, 20 A Piano key type Control switch (Anchor) on sheet metal switch board incl. S & F 100x100x65mm MS (16SWG) switch board and bakelite/perspex top cover of 3mm thick by Brass screws after making housing for switch by cutting bakelite/perspex cover and making necessary connections as required | BI01010001010000000000000515BI0100001321 | 15 | set | 227.37 |  |  | Excess(+) | 1 | Full Conversion | INR | [40 empty] | 3410.55 | 3410.55 | INR Three Thousand Four Hundred & Ten and Paise Fifty Five Only | 201 | 227.3712
211 | Supply & Fixing 240 V, 3 nos. 6A, & 1 no. 20A plug socket with separate 3 nos. 6 A & 1 no. 20A Piano key type switch with indicator & 16A kit-kat flush type fuse (Anchor) on sheet metal switch board embedded in wall incl. S/F 240x200x65mm MS (16SWG) switch board and bakelite/perspex top cover of 3mm thick by Brass screws after making housing for switch by cutting bakelite/perspex cover and making necy connections (Computer) | BI01010001010000000000000515BI0100001322 | 5 | set | 749.99 |  |  | Excess(+) | 1 | Full Conversion | INR | [40 empty] | 3749.95 | 3749.95 | INR Three Thousand Seven Hundred & Forty Nine and Paise Ninety Five Only | 663 | 749.9856
212 | Supply & Fixing 240 V, 20A, Power plug socket with separate 20 A Piano key type switch (Anchor) on sheet metal switch board embedded in wall incl. S & F 150x100x65mm MS (16SWG) switch board & bakelite/perspex top cover of 3mm thick by Brass screws after making housing for switch by cutting bakelite/perspex cover and making necessary connections as required | BI01010001010000000000000515BI0100001323 | 5 | each | 324.65 |  |  | Excess(+) | 1 | Full Conversion | INR | [40 empty] | 1623.25 | 1623.25 | INR One Thousand Six Hundred & Twenty Three and Paise Twenty Five Only | 287 | 324.6544
213 | Supplying & Fixing 240 V AC/DC superior type Multitune (min 10 nos. tune) Call Bell (Anchor) with selector switch for single/Multi Tunes mode, Battery operated on HW board incl. S&F HW board | BI01010001010000000000000515BI0100001324 | 2 | each | 332.57 |  |  | Excess(+) | 1 | Full Conversion | INR | [40 empty] | 665.14 | 665.14 | INR Six Hundred & Sixty Five and Paise Fourteen Only | 294 | 332.5728
214 | Supply & Fixing electronics step type, Moduler Socket (2 module), Fan regulator (Legrand/Cabtree) | BI01010001010000000000000515BI0100001325 | 6 | set | 437.77 |  |  | Excess(+) | 1 | Full Conversion | INR | [40 empty] | 2626.62 | 2626.62 | INR Two Thousand Six Hundred & Twenty Six and Paise Sixty Two Only | 387 | 437.7744
215 | Supply & Fixing electronics step & Socket type Fan regulator (Anchor) | BI01010001010000000000000515BI0100001326 | 44 | set | 266.96 |  |  | Excess(+) | 1 | Full Conversion | INR | [40 empty] | 11746.24 | 11746.24 | INR Eleven Thousand Seven Hundred & Forty Six and Paise Twenty Four Only | 236 | 266.9632
216 | Earthing the the Installation by 50 mm dia G.I. Pipe (ISI -M) 3.64mtr long & 1x4 SWG G.I.(Hot dip) wire (4 mtr long) with suitable nuts, bolts & washer etc. Incl S/F 15 mm dia GI protection pipe (1 mtr long) to be filled with bitumen partly under ground level & partly under ground level driven to an depth of 3.65 mtr below the ground level. | BI01010001010000000000000515BI0100001327 | 4 | set | 1548.61 |  |  | Excess(+) | 1 | Full Conversion | INR | [40 empty] | 6194.44 | 6194.44 | INR Six Thousand One Hundred & Ninety Four and Paise Forty Four Only | 1369 | 1548.6128
217 | Supply & fixing earth busbar of galvanised (Hot dip) MS flat 25mm x 6mm on wall having clearance of 6mm from wall Incl providing drilled holes onthe busbar complete with nuts, bolts & washers spacing insulator etc. as required | BI01010001010000000000000515BI0100001328 | 10 | mtr | 176.47 |  |  | Excess(+) | 1 | Full Conversion | INR | [40 empty] | 1764.7 | 1764.7 | INR One Thousand Seven Hundred & Sixty Four and Paise Seventy Only | 156 | 176.4672
218 | Fixing only single/twin LED Tube light fitting suspended 25 cm bellow the ceiling with 2 No. 20 mm dia EI conduit (14 SWG supports fixed with “L” type MS clamp whose one side fixed onceiling with sutable size 4 nos. fastener and other side connected with the conduit with suitable size of bolts and nuts incl. S&F EI conduit, “L” type (125mmx125mm) 6mm thick and 25mm with MS clamps and connecting the length of PVC insulated wire and mending good damages to original finish and painting etc. by 2x24/0.20 mm (1.5sqmm.) flexible copper wire of 1.10 mt. length | BI01010001010000000000000515BI0100001329 | 110 | set | 225.11 |  |  | Excess(+) | 1 | Full Conversion | INR | [40 empty] | 24762.1 | 24762.1 | INR Twenty Four Thousand Seven Hundred & Sixty Two and Paise Ten Only | 199 | 225.1088
219 | Fixing only outdoor/street light fitting complete with all accessories to be fixed /projected from the wall of the building incl. making holes/ providing clamping arrangement & necy. GI reducer as required S&F 40 mm GI pipe (ISI-Medium) quality 1.5 mts. average length having suitable bend S&F necy. length of 1.5 sqmm PVC insulated single core stranded annealed copper wire and making connections as required and mending good damages to wall incl. painting etc. | BI01010001010000000000000515BI0100001330 | 30 | set | 912.88 |  |  | Excess(+) | 1 | Full Conversion | INR | [40 empty] | 27386.4 | 27386.4 | INR Twenty Seven Thousand Three Hundred & Eighty Six and Paise Forty Only | 807 | 912.8784
220 | supplying &Fixing3mm thick eater proof type looping cable box havinf line with rubber gasketted stainless steel hinged tupe door with mechanical locking arragement incl. painting etc. Size 200x150x100m deep with 240 v15A 2 Pole stud connector & one 240 v15A porcelain kit-kat fuse unit | BI01010001010000000000000515BI0100001331 | 30 | set | 563.34 |  |  | Excess(+) | 1 | Full Conversion | INR | [40 empty] | 16900.2 | 16900.2 | INR Sixteen Thousand Nine Hundred and Paise Twenty Only | 498 | 563.3376
221 | Supply & fixing 32A DP with 2 way DB SS enclosure to be fixed on flat iron frame on wall with earthing attachment in controlling & interconnection WITH COPPER WIRE | BI01010001010000000000000515BI0100001332 | 1 | item | 923.06 |  |  | Excess(+) | 1 | Full Conversion | INR | [40 empty] | 923.06 | 923.06 | INR Nine Hundred & Twenty Three and Paise Six Only | 816 | 923.0592
222 | Fixing outdoor type fluorescent/SV/MV light fitting on pole including S&F 40 mm dia x 1.68 mts. long GI Pipe (ISI-Medium) bracket with 40 mmx10 mm thick, MS clamp etc. and providing wiring with 2x1/1.40 PVC insulated & sheathed wire (single core) partly in GI conduit & partly through above bracket from OH line to the fitting, without control switch, incl. making connections and painting | BI01010001010000000000000515BI0100001333 | 5 | set | 1583.68 |  |  | Excess(+) | 1 | Full Conversion | INR | [40 empty] | 7918.4 | 7918.4 | INR Seven Thousand Nine Hundred & Eighteen and Paise Forty Only | 1400 | 1583.68
223 | Supply & delivery at site of swaged type steel tubular swan neck type bend pole of over all length 9 mtr. of section (Bottom - 5m, Middle - 2.00m, Top - 2.00m) & outside dia & thickness (Bottom- 114.7x4.5, Middle -88.9x4.05, Top - 76.1x3.25) having approx weight of the pole including sole plate 92 Kg. the top end of the pole should be reduced to enable fixing of LED fitting . | BI01010001010000000000000515BI0100001334 | 25 | each | 8325.63 |  |  | Excess(+) | 1 | Full Conversion | INR | [40 empty] | 208140.75 | 208140.75 | INR Two Lakh Eight Thousand One Hundred & Forty and Paise Seventy Five Only | 7360 | 8325.632
224 | Erection of 9 mtr long fibre Reinforced pole with all accessories | BI01010001010000000000000515BI0100001335 | 25 | nos | 3208.08 |  |  | Excess(+) | 1 | Full Conversion | INR | [40 empty] | 80202 | 80202 | INR Eighty Thousand Two Hundred & Two Only | 2836 | 3208.0832
225 | Earthing the the Installation by 50 mm dia G.I. Pipe (ISI -M) 3.64mtr long & 1x4 SWG G.I.(Hot dip) wire (4 mtr long) with suitable nuts, bolts & washer etc. Incl S/F 15 mm dia GI protection pipe (1 mtr long) to be filled with bitumen partly under ground level & partly under ground level driven to an depth of 3.65 mtr below the ground level. | BI01010001010000000000000515BI0100001336 | 1 | set | 1548.61 |  |  | Excess(+) | 1 | Full Conversion | INR | [40 empty] | 1548.61 | 1548.61 | INR One Thousand Five Hundred & Forty Eight and Paise Sixty One Only | 1369 | 1548.6128
226 | Electrical Works (NON-SCHEDULE ITEM) | BI01010001010000000000000515BI0100001337
227 | Supply & delivery of 1.1 Kv gr. XLPE/AL armoured cable (make Gloster/Havells/Nicco) of following sizes : a) 4x16 sqmm XLPE/A cable | BI01010001010000000000000515BI0100001338 | 130 | mtr | 178.77 |  |  | Excess(+) | 1 | Full Conversion | INR | [40 empty] | 23240.1 | 23240.1 | INR Twenty Three Thousand Two Hundred & Forty and Paise Ten Only | 177 | 178.77
228 | Supply & delivery of 1.1 Kv gr. XLPE/AL armoured cable (make Gloster/Havells/Nicco) of following sizes : 2X 6 sqmm. XLPE /A Cable. | BI01010001010000000000000515BI0100001339 | 210 | mtr | 102.01 |  |  | Excess(+) | 1 | Full Conversion | INR | [40 empty] | 21422.1 | 21422.1 | INR Twenty One Thousand Four Hundred & Twenty Two and Paise Ten Only | 101 | 102.01
229 | Supply & delivery of the following split type AC machines (3 Star rated) (Make O-General/mitsubishi) complete with indoor outdoor unit & coper refrigerant pipes upto 5 mtr length with synthetic insulation, drain pipe etc. a) 1 TR Split type (3 Star rated) | BI01010001010000000000000515BI0100001340 | 1 | set | 33899.64 |  |  | Excess(+) | 1 | Full Conversion | INR | [40 empty] | 33899.64 | 33899.64 | INR Thirty Three Thousand Eight Hundred & Ninety Nine and Paise Sixty Four Only | 33564 | 33899.64
230 | Supply & Fixing 240 V, 25 A, Modular type AC m/c starter (Eletron OLP - 3) 4 Module GI Modular type switch board with 4 Module top cover plate flushed in wall incl. S&F switch board and cover plate and making necy. connections with PVC Cu wire and earth continuity wire . | BI01010001010000000000000515BI0100001341 | 2 | each | 2272.5 |  |  | Excess(+) | 1 | Full Conversion | INR | [40 empty] | 4545 | 4545 | INR Four Thousand Five Hundred & Forty Five Only | 2250 | 2272.5
231 | Installation charges of Indoor & out door unit incl.m S/F iron bracket stand. | BI01010001010000000000000515BI0100001342 | 1 | set | 2427.03 |  |  | Excess(+) | 1 | Full Conversion | INR | [40 empty] | 2427.03 | 2427.03 | INR Two Thousand Four Hundred & Twenty Seven and Paise Three Only | 2403 | 2427.03
232 | Supply & Installation of extra copper refrigerent pipes, power cable beyond normal length of different dia as required with synthetic insulation, drain pipe etc. complete | BI01010001010000000000000515BI0100001343 | 5 | mtr | 757.5 |  |  | Excess(+) | 1 | Full Conversion | INR | [40 empty] | 3787.5 | 3787.5 | INR Three Thousand Seven Hundred & Eighty Seven and Paise Fifty Only | 750 | 757.5
233 | Laying of copper Refrigerant pipe after cutting floor/pavement/ wall/ and making holes incl., embedding the cable at an average depth as below and mending good the damages to original finish incl. removing the rubbish | BI01010001010000000000000515BI0100001344 | 5 | mtr | 128.27 |  |  | Excess(+) | 1 | Full Conversion | INR | [40 empty] | 641.35 | 641.35 | INR Six Hundred & Forty One and Paise Thirty Five Only | 127 | 128.27
234 | Supply & fixing of 1200mm sweep Ceiling Fan complete with all acessaries without regulator (Make Crompton/Orient) | BI01010001010000000000000515BI0100001345 | 50 | set | 2163.42 |  |  | Excess(+) | 1 | Full Conversion | INR | [40 empty] | 108171 | 108171 | INR One Lakh Eight Thousand One Hundred & Seventy One Only | 2142 | 2163.42
235 | Supply & Fixing osilating type wall bracket Fan complete with all accessories to fixed on wall with ms fastener.(Orient Wall-45, 16'' ) | BI01010001010000000000000515BI0100001346 | 3 | set | 2434.1 |  |  | Excess(+) | 1 | Full Conversion | INR | [40 empty] | 7302.3 | 7302.3 | INR Seven Thousand Three Hundred & Two and Paise Thirty Only | 2410 | 2434.1
236 | Supply & fixing of heavy duty, metal body, high speed Exhaust Fan with louvre shutter (make Orient/Crompton) 300mm (12") sweep | BI01010001010000000000000515BI0100001347 | 15 | each | 2908.8 |  |  | Excess(+) | 1 | Full Conversion | INR | [40 empty] | 43632 | 43632 | INR Forty Three Thousand Six Hundred & Thirty Two Only | 2880 | 2908.8
237 | Supply & fixing of heavy duty, metal body, high speed Exhaust Fan with louvre shutter (make Orient/Crompton) 225mm (9") sweep | BI01010001010000000000000515BI0100001348 | 3 | each | 1838.2 |  |  | Excess(+) | 1 | Full Conversion | INR | [40 empty] | 5514.6 | 5514.6 | INR Five Thousand Five Hundred & Fourteen and Paise Sixty Only | 1820 | 1838.2
238 | Supply of Mirror optic surface mounted luminairies (Make philips, cat no -TCS 605 2x TLD 36 w EBE) incl S/F 2x TLD-36w tube lamp (Philips) | BI01010001010000000000000515BI0100001349 | 2 | set | 3030 |  |  | Excess(+) | 1 | Full Conversion | INR | [40 empty] | 6060 | 6060 | INR Six Thousand &Sixty Only | 3000 | 3030
239 | Supply& FIXING of 2' ft single Essential LED tube fitting with mounting rail (Make Crompton, cat no - LCL-07-CDL) | BI01010001010000000000000515BI0100001350 | 20 | set | 1001.92 |  |  | Excess(+) | 1 | Full Conversion | INR | [40 empty] | 20038.4 | 20038.4 | INR Twenty Thousand &Thirty Eight and Paise Forty Only | 992 | 1001.92
240 | Supply & Fixing of 4' ft 18w single Essential LED tube fitting with mounting rail (Make ) Crompton, cat no -DIJB12LT8-20, LTT8-20) | BI01010001010000000000000515BI0100001351 | 50 | set | 932.23 |  |  | Excess(+) | 1 | Full Conversion | INR | [40 empty] | 46611.5 | 46611.5 | INR Forty Six Thousand Six Hundred & Eleven and Paise Fifty Only | 923 | 932.23
241 | Supply & Fixing of 4' ft 18w Twin Essential LED tube fitting with mounting rail (Make Crompton, cat no - IGP131 LT8- 16, 2x20W LT8-20-865-2-20w) | BI01010001010000000000000515BI0100001352 | 40 | set | 1396.83 |  |  | Excess(+) | 1 | Full Conversion | INR | [40 empty] | 55873.2 | 55873.2 | INR Fifty Five Thousand Eight Hundred & Seventy Three and Paise Twenty Only | 1383 | 1396.83
242 | Supply & fixing LED Skirting light (Make Lagrand, cat no - 675597) 3 - module type for night lamp purpose | BI01010001010000000000000515BI0100001353 | 12 | each | 613.07 |  |  | Excess(+) | 1 | Full Conversion | INR | [40 empty] | 7356.84 | 7356.84 | INR Seven Thousand Three Hundred & Fifty Six and Paise Eighty Four Only | 607 | 613.07
243 | Supply & fixing 14W CF lamp (Philips) to batten light point | BI01010001010000000000000515BI0100001354 | 25 | set | 146.45 |  |  | Excess(+) | 1 | Full Conversion | INR | [40 empty] | 3661.25 | 3661.25 | INR Three Thousand Six Hundred & Sixty One and Paise Twenty Five Only | 145 | 146.45
244 | Supply & fixing LED bulk head light fittings on wall/ ceiling complete set .(Crompton Cat no-LBHE-10-CDL) | BI01010001010000000000000515BI0100001355 | 8 | set | 1494.8 |  |  | Excess(+) | 1 | Full Conversion | INR | [40 empty] | 11958.4 | 11958.4 | INR Eleven Thousand Nine Hundred & Fifty Eight and Paise Forty Only | 1480 | 1494.8
245 | Supply 18 W , LED light fitting complete with all acessaries (Make Crompton, Cat no -LSTP-18 -CDL 18 W) | BI01010001010000000000000515BI0100001356 | 10 | set | 1725.08 |  |  | Excess(+) | 1 | Full Conversion | INR | [40 empty] | 17250.8 | 17250.8 | INR Seventeen Thousand Two Hundred & Fifty and Paise Eighty Only | 1708 | 1725.08
246 | Supply & fixing of 50W LED flood light fitting (Make Crompton, cat no - LFLE-50-CDL) (For entrance Ceiling) | BI01010001010000000000000515BI0100001357 | 5 | set | 3745.08 |  |  | Excess(+) | 1 | Full Conversion | INR | [40 empty] | 18725.4 | 18725.4 | INR Eighteen Thousand Seven Hundred & Twenty Five and Paise Forty Only | 3708 | 3745.08
247 | Supply & fixing of 45W LED Street light fitting (Make Crompton, cat no - LSTP-45 -CDL) | BI01010001010000000000000515BI0100001358 | 5 | set | 4790.43 |  |  | Excess(+) | 1 | Full Conversion | INR | [40 empty] | 23952.15 | 23952.15 | INR Twenty Three Thousand Nine Hundred & Fifty Two and Paise Fifteen Only | 4743 | 4790.43
248 | Supply & fixing of 30 W LED Street light fitting (Make Crompton, cat no - LSTP-30 -CDL) | BI01010001010000000000000515BI0100001359 | 10 | set | 2138.17 |  |  | Excess(+) | 1 | Full Conversion | INR | [40 empty] | 21381.7 | 21381.7 | INR Twenty One Thousand Three Hundred & Eighty One and Paise Seventy Only | 2117 | 2138.17
249 | Supply & fixing of 72W LED Street light fitting (Make Crompton, cat no - LSTP-72-CDL) | BI01010001010000000000000515BI0100001360 | 5 | set | 6532.68 |  |  | Excess(+) | 1 | Full Conversion | INR | [40 empty] | 32663.4 | 32663.4 | INR Thirty Two Thousand Six Hundred & Sixty Three and Paise Forty Only | 6468 | 6532.68
250 | Supply & fixing of 90W LED Street light fitting (Make Crompton LSTP-90-CDL/ philips) | BI01010001010000000000000515BI0100001361 | 25 | nos | 9145.55 |  |  | Excess(+) | 1 | Full Conversion | INR | [40 empty] | 228638.75 | 228638.75 | INR Two Lakh Twenty Eight Thousand Six Hundred & Thirty Eight and Paise Seventy Five Only | 9055 | 9145.55
251 | Supply & laying underv ground trench of 1.1 Kv grade XLPE Aluminium armoured cable (make Gloster/Nicco/Havells) a) 2x6 sqmm.XLPE/A cable | BI01010001010000000000000515BI0100001362 | 300 | mtr | 265.63 |  |  | Excess(+) | 1 | Full Conversion | INR | [40 empty] | 79689 | 79689 | INR Seventy Nine Thousand Six Hundred & Eighty Nine Only | 263 | 265.63
252 | Supply & laying underv ground trench of 1.1 Kv grade XLPE Aluminium armoured cable (make Gloster/Nicco/Havells) b)2 x10sq mm. XLPE/A cable | BI01010001010000000000000515BI0100001363 | 150 | mtr | 283.81 | 42571.5 |  | Excess(+) | 1 | Full Conversion | INR | [40 empty] | 42571.5 | 42571.5 | INR Forty Two Thousand Five Hundred & Seventy One and Paise Fifty Only | 281 | 283.81
Total in Figures | [51 empty] | 32218379.96 | 32218379.96 | INR Three Crore Twenty Two Lakh Eighteen Thousand Three Hundred & Seventy Nine and Paise Ninety Six Only |  |  | 32218379.96 |  | 4 | Construction of chamber for 100mm sluice plates | item5 | 10 | Nos
Quoted Rate in Figures |  |  |  | Select | [47 empty] | 0 | 0 | INR Zero Only |  |  | 0
Quoted Rate in Words |  | INR Zero Only
Note on K15: gepadmin: 1. If you choose "Full Conversion" then Column BA (AMOUNT) and Column BB (TAXES) BOTH values will be convert based on selected Currency in (Column L). 2. If you choose "Partial Conversion" then Column BA (AMOUNT) only will be converted based on selected currency (Column L) and Column BB (TAXES) value (INR) will be added to the converted values.
Note on K16: gepadmin: 1. If you choose "Full Conversion" then Column BA (AMOUNT) and Column BB (TAXES) BOTH values will be convert based on selected Currency in (Column L). 2. If you choose "Partial Conversion" then Column BA (AMOUNT) only will be converted based on selected currency (Column L) and Column BB (TAXES) value (INR) will be added to the converted values.
Note on K18: gepadmin: 1. If you choose "Full Conversion" then Column BA (AMOUNT) and Column BB (TAXES) BOTH values will be convert based on selected Currency in (Column L). 2. If you choose "Partial Conversion" then Column BA (AMOUNT) only will be converted based on selected currency (Column L) and Column BB (TAXES) value (INR) will be added to the converted values.
Note on K20: gepadmin: 1. If you choose "Full Conversion" then Column BA (AMOUNT) and Column BB (TAXES) BOTH values will be convert based on selected Currency in (Column L). 2. If you choose "Partial Conversion" then Column BA (AMOUNT) only will be converted based on selected currency (Column L) and Column BB (TAXES) value (INR) will be added to the converted values.
Note on K13: gepadmin: 1. If you choose "Full Conversion" then Column BA (AMOUNT) and Column BB (TAXES) BOTH values will be convert based on selected Currency in (Column L). 2. If you choose "Partial Conversion" then Column BA (AMOUNT) only will be converted based on selected currency (Column L) and Column BB (TAXES) value (INR) will be added to the converted values.
Note on K26: gepadmin: 1. If you choose "Full Conversion" then Column BA (AMOUNT) and Column BB (TAXES) BOTH values will be convert based on selected Currency in (Column L). 2. If you choose "Partial Conversion" then Column BA (AMOUNT) only will be converted based on selected currency (Column L) and Column BB (TAXES) value (INR) will be added to the converted values.
Note on K40: gepadmin: 1. If you choose "Full Conversion" then Column BA (AMOUNT) and Column BB (TAXES) BOTH values will be convert based on selected Currency in (Column L). 2. If you choose "Partial Conversion" then Column BA (AMOUNT) only will be converted based on selected currency (Column L) and Column BB (TAXES) value (INR) will be added to the converted values.
Note on K55: gepadmin: 1. If you choose "Full Conversion" then Column BA (AMOUNT) and Column BB (TAXES) BOTH values will be convert based on selected Currency in (Column L). 2. If you choose "Partial Conversion" then Column BA (AMOUNT) only will be converted based on selected currency (Column L) and Column BB (TAXES) value (INR) will be added to the converted values.
Note on K58: gepadmin: 1. If you choose "Full Conversion" then Column BA (AMOUNT) and Column BB (TAXES) BOTH values will be convert based on selected Currency in (Column L). 2. If you choose "Partial Conversion" then Column BA (AMOUNT) only will be converted based on selected currency (Column L) and Column BB (TAXES) value (INR) will be added to the converted values.
Note on K62: gepadmin: 1. If you choose "Full Conversion" then Column BA (AMOUNT) and Column BB (TAXES) BOTH values will be convert based on selected Currency in (Column L). 2. If you choose "Partial Conversion" then Column BA (AMOUNT) only will be converted based on selected currency (Column L) and Column BB (TAXES) value (INR) will be added to the converted values.
Note on K67: gepadmin: 1. If you choose "Full Conversion" then Column BA (AMOUNT) and Column BB (TAXES) BOTH values will be convert based on selected Currency in (Column L). 2. If you choose "Partial Conversion" then Column BA (AMOUNT) only will be converted based on selected currency (Column L) and Column BB (TAXES) value (INR) will be added to the converted values.
Note on K73: gepadmin: 1. If you choose "Full Conversion" then Column BA (AMOUNT) and Column BB (TAXES) BOTH values will be convert based on selected Currency in (Column L). 2. If you choose "Partial Conversion" then Column BA (AMOUNT) only will be converted based on selected currency (Column L) and Column BB (TAXES) value (INR) will be added to the converted values.
Note on K78: gepadmin: 1. If you choose "Full Conversion" then Column BA (AMOUNT) and Column BB (TAXES) BOTH values will be convert based on selected Currency in (Column L). 2. If you choose "Partial Conversion" then Column BA (AMOUNT) only will be converted based on selected currency (Column L) and Column BB (TAXES) value (INR) will be added to the converted values.
Note on K98: gepadmin: 1. If you choose "Full Conversion" then Column BA (AMOUNT) and Column BB (TAXES) BOTH values will be convert based on selected Currency in (Column L). 2. If you choose "Partial Conversion" then Column BA (AMOUNT) only will be converted based on selected currency (Column L) and Column BB (TAXES) value (INR) will be added to the converted values.
Note on K101: gepadmin: 1. If you choose "Full Conversion" then Column BA (AMOUNT) and Column BB (TAXES) BOTH values will be convert based on selected Currency in (Column L). 2. If you choose "Partial Conversion" then Column BA (AMOUNT) only will be converted based on selected currency (Column L) and Column BB (TAXES) value (INR) will be added to the converted values.
Note on K107: gepadmin: 1. If you choose "Full Conversion" then Column BA (AMOUNT) and Column BB (TAXES) BOTH values will be convert based on selected Currency in (Column L). 2. If you choose "Partial Conversion" then Column BA (AMOUNT) only will be converted based on selected currency (Column L) and Column BB (TAXES) value (INR) will be added to the converted values.
Note on K109: gepadmin: 1. If you choose "Full Conversion" then Column BA (AMOUNT) and Column BB (TAXES) BOTH values will be convert based on selected Currency in (Column L). 2. If you choose "Partial Conversion" then Column BA (AMOUNT) only will be converted based on selected currency (Column L) and Column BB (TAXES) value (INR) will be added to the converted values.
Note on K112: gepadmin: 1. If you choose "Full Conversion" then Column BA (AMOUNT) and Column BB (TAXES) BOTH values will be convert based on selected Currency in (Column L). 2. If you choose "Partial Conversion" then Column BA (AMOUNT) only will be converted based on selected currency (Column L) and Column BB (TAXES) value (INR) will be added to the converted values.
Note on K119: gepadmin: 1. If you choose "Full Conversion" then Column BA (AMOUNT) and Column BB (TAXES) BOTH values will be convert based on selected Currency in (Column L). 2. If you choose "Partial Conversion" then Column BA (AMOUNT) only will be converted based on selected currency (Column L) and Column BB (TAXES) value (INR) will be added to the converted values.
Note on K142: gepadmin: 1. If you choose "Full Conversion" then Column BA (AMOUNT) and Column BB (TAXES) BOTH values will be convert based on selected Currency in (Column L). 2. If you choose "Partial Conversion" then Column BA (AMOUNT) only will be converted based on selected currency (Column L) and Column BB (TAXES) value (INR) will be added to the converted values.
Note on K170: gepadmin: 1. If you choose "Full Conversion" then Column BA (AMOUNT) and Column BB (TAXES) BOTH values will be convert based on selected Currency in (Column L). 2. If you choose "Partial Conversion" then Column BA (AMOUNT) only will be converted based on selected currency (Column L) and Column BB (TAXES) value (INR) will be added to the converted values.
Note on K171: gepadmin: 1. If you choose "Full Conversion" then Column BA (AMOUNT) and Column BB (TAXES) BOTH values will be convert based on selected Currency in (Column L). 2. If you choose "Partial Conversion" then Column BA (AMOUNT) only will be converted based on selected currency (Column L) and Column BB (TAXES) value (INR) will be added to the converted values.
Note on K173: gepadmin: 1. If you choose "Full Conversion" then Column BA (AMOUNT) and Column BB (TAXES) BOTH values will be convert based on selected Currency in (Column L). 2. If you choose "Partial Conversion" then Column BA (AMOUNT) only will be converted based on selected currency (Column L) and Column BB (TAXES) value (INR) will be added to the converted values.
Note on K179: gepadmin: 1. If you choose "Full Conversion" then Column BA (AMOUNT) and Column BB (TAXES) BOTH values will be convert based on selected Currency in (Column L). 2. If you choose "Partial Conversion" then Column BA (AMOUNT) only will be converted based on selected currency (Column L) and Column BB (TAXES) value (INR) will be added to the converted values.
Note on K14: gepadmin: 1. If you choose "Full Conversion" then Column BA (AMOUNT) and Column BB (TAXES) BOTH values will be convert based on selected Currency in (Column L). 2. If you choose "Partial Conversion" then Column BA (AMOUNT) only will be converted based on selected currency (Column L) and Column BB (TAXES) value (INR) will be added to the converted values.
Note on K53: gepadmin: 1. If you choose "Full Conversion" then Column BA (AMOUNT) and Column BB (TAXES) BOTH values will be convert based on selected Currency in (Column L). 2. If you choose "Partial Conversion" then Column BA (AMOUNT) only will be converted based on selected currency (Column L) and Column BB (TAXES) value (INR) will be added to the converted values.
Note on K50: gepadmin: 1. If you choose "Full Conversion" then Column BA (AMOUNT) and Column BB (TAXES) BOTH values will be convert based on selected Currency in (Column L). 2. If you choose "Partial Conversion" then Column BA (AMOUNT) only will be converted based on selected currency (Column L) and Column BB (TAXES) value (INR) will be added to the converted values.
Note on K56: gepadmin: 1. If you choose "Full Conversion" then Column BA (AMOUNT) and Column BB (TAXES) BOTH values will be convert based on selected Currency in (Column L). 2. If you choose "Partial Conversion" then Column BA (AMOUNT) only will be converted based on selected currency (Column L) and Column BB (TAXES) value (INR) will be added to the converted values.
Note on K70: gepadmin: 1. If you choose "Full Conversion" then Column BA (AMOUNT) and Column BB (TAXES) BOTH values will be convert based on selected Currency in (Column L). 2. If you choose "Partial Conversion" then Column BA (AMOUNT) only will be converted based on selected currency (Column L) and Column BB (TAXES) value (INR) will be added to the converted values.
Note on K75: gepadmin: 1. If you choose "Full Conversion" then Column BA (AMOUNT) and Column BB (TAXES) BOTH values will be convert based on selected Currency in (Column L). 2. If you choose "Partial Conversion" then Column BA (AMOUNT) only will be converted based on selected currency (Column L) and Column BB (TAXES) value (INR) will be added to the converted values.
Note on K80: gepadmin: 1. If you choose "Full Conversion" then Column BA (AMOUNT) and Column BB (TAXES) BOTH values will be convert based on selected Currency in (Column L). 2. If you choose "Partial Conversion" then Column BA (AMOUNT) only will be converted based on selected currency (Column L) and Column BB (TAXES) value (INR) will be added to the converted values.
Note on K86: gepadmin: 1. If you choose "Full Conversion" then Column BA (AMOUNT) and Column BB (TAXES) BOTH values will be convert based on selected Currency in (Column L). 2. If you choose "Partial Conversion" then Column BA (AMOUNT) only will be converted based on selected currency (Column L) and Column BB (TAXES) value (INR) will be added to the converted values.
Note on K90: gepadmin: 1. If you choose "Full Conversion" then Column BA (AMOUNT) and Column BB (TAXES) BOTH values will be convert based on selected Currency in (Column L). 2. If you choose "Partial Conversion" then Column BA (AMOUNT) only will be converted based on selected currency (Column L) and Column BB (TAXES) value (INR) will be added to the converted values.
Note on K93: gepadmin: 1. If you choose "Full Conversion" then Column BA (AMOUNT) and Column BB (TAXES) BOTH values will be convert based on selected Currency in (Column L). 2. If you choose "Partial Conversion" then Column BA (AMOUNT) only will be converted based on selected currency (Column L) and Column BB (TAXES) value (INR) will be added to the converted values.
Note on K96: gepadmin: 1. If you choose "Full Conversion" then Column BA (AMOUNT) and Column BB (TAXES) BOTH values will be convert based on selected Currency in (Column L). 2. If you choose "Partial Conversion" then Column BA (AMOUNT) only will be converted based on selected currency (Column L) and Column BB (TAXES) value (INR) will be added to the converted values.
Note on K102: gepadmin: 1. If you choose "Full Conversion" then Column BA (AMOUNT) and Column BB (TAXES) BOTH values will be convert based on selected Currency in (Column L). 2. If you choose "Partial Conversion" then Column BA (AMOUNT) only will be converted based on selected currency (Column L) and Column BB (TAXES) value (INR) will be added to the converted values.
Note on K106: gepadmin: 1. If you choose "Full Conversion" then Column BA (AMOUNT) and Column BB (TAXES) BOTH values will be convert based on selected Currency in (Column L). 2. If you choose "Partial Conversion" then Column BA (AMOUNT) only will be converted based on selected currency (Column L) and Column BB (TAXES) value (INR) will be added to the converted values.
Note on K113: gepadmin: 1. If you choose "Full Conversion" then Column BA (AMOUNT) and Column BB (TAXES) BOTH values will be convert based on selected Currency in (Column L). 2. If you choose "Partial Conversion" then Column BA (AMOUNT) only will be converted based on selected currency (Column L) and Column BB (TAXES) value (INR) will be added to the converted values.
Note on K120: gepadmin: 1. If you choose "Full Conversion" then Column BA (AMOUNT) and Column BB (TAXES) BOTH values will be convert based on selected Currency in (Column L). 2. If you choose "Partial Conversion" then Column BA (AMOUNT) only will be converted based on selected currency (Column L) and Column BB (TAXES) value (INR) will be added to the converted values.
Note on K125: gepadmin: 1. If you choose "Full Conversion" then Column BA (AMOUNT) and Column BB (TAXES) BOTH values will be convert based on selected Currency in (Column L). 2. If you choose "Partial Conversion" then Column BA (AMOUNT) only will be converted based on selected currency (Column L) and Column BB (TAXES) value (INR) will be added to the converted values.
Note on K110: gepadmin: 1. If you choose "Full Conversion" then Column BA (AMOUNT) and Column BB (TAXES) BOTH values will be convert based on selected Currency in (Column L). 2. If you choose "Partial Conversion" then Column BA (AMOUNT) only will be converted based on selected currency (Column L) and Column BB (TAXES) value (INR) will be added to the converted values.
Note on K116: gepadmin: 1. If you choose "Full Conversion" then Column BA (AMOUNT) and Column BB (TAXES) BOTH values will be convert based on selected Currency in (Column L). 2. If you choose "Partial Conversion" then Column BA (AMOUNT) only will be converted based on selected currency (Column L) and Column BB (TAXES) value (INR) will be added to the converted values.
Note on K123: gepadmin: 1. If you choose "Full Conversion" then Column BA (AMOUNT) and Column BB (TAXES) BOTH values will be convert based on selected Currency in (Column L). 2. If you choose "Partial Conversion" then Column BA (AMOUNT) only will be converted based on selected currency (Column L) and Column BB (TAXES) value (INR) will be added to the converted values.
Note on K128: gepadmin: 1. If you choose "Full Conversion" then Column BA (AMOUNT) and Column BB (TAXES) BOTH values will be convert based on selected Currency in (Column L). 2. If you choose "Partial Conversion" then Column BA (AMOUNT) only will be converted based on selected currency (Column L) and Column BB (TAXES) value (INR) will be added to the converted values.
Note on K133: gepadmin: 1. If you choose "Full Conversion" then Column BA (AMOUNT) and Column BB (TAXES) BOTH values will be convert based on selected Currency in (Column L). 2. If you choose "Partial Conversion" then Column BA (AMOUNT) only will be converted based on selected currency (Column L) and Column BB (TAXES) value (INR) will be added to the converted values.
Note on K139: gepadmin: 1. If you choose "Full Conversion" then Column BA (AMOUNT) and Column BB (TAXES) BOTH values will be convert based on selected Currency in (Column L). 2. If you choose "Partial Conversion" then Column BA (AMOUNT) only will be converted based on selected currency (Column L) and Column BB (TAXES) value (INR) will be added to the converted values.
Note on K143: gepadmin: 1. If you choose "Full Conversion" then Column BA (AMOUNT) and Column BB (TAXES) BOTH values will be convert based on selected Currency in (Column L). 2. If you choose "Partial Conversion" then Column BA (AMOUNT) only will be converted based on selected currency (Column L) and Column BB (TAXES) value (INR) will be added to the converted values.
Note on K146: gepadmin: 1. If you choose "Full Conversion" then Column BA (AMOUNT) and Column BB (TAXES) BOTH values will be convert based on selected Currency in (Column L). 2. If you choose "Partial Conversion" then Column BA (AMOUNT) only will be converted based on selected currency (Column L) and Column BB (TAXES) value (INR) will be added to the converted values.
Note on K151: gepadmin: 1. If you choose "Full Conversion" then Column BA (AMOUNT) and Column BB (TAXES) BOTH values will be convert based on selected Currency in (Column L). 2. If you choose "Partial Conversion" then Column BA (AMOUNT) only will be converted based on selected currency (Column L) and Column BB (TAXES) value (INR) will be added to the converted values.
Note on K157: gepadmin: 1. If you choose "Full Conversion" then Column BA (AMOUNT) and Column BB (TAXES) BOTH values will be convert based on selected Currency in (Column L). 2. If you choose "Partial Conversion" then Column BA (AMOUNT) only will be converted based on selected currency (Column L) and Column BB (TAXES) value (INR) will be added to the converted values.
Note on K159: gepadmin: 1. If you choose "Full Conversion" then Column BA (AMOUNT) and Column BB (TAXES) BOTH values will be convert based on selected Currency in (Column L). 2. If you choose "Partial Conversion" then Column BA (AMOUNT) only will be converted based on selected currency (Column L) and Column BB (TAXES) value (INR) will be added to the converted values.
Note on K169: gepadmin: 1. If you choose "Full Conversion" then Column BA (AMOUNT) and Column BB (TAXES) BOTH values will be convert based on selected Currency in (Column L). 2. If you choose "Partial Conversion" then Column BA (AMOUNT) only will be converted based on selected currency (Column L) and Column BB (TAXES) value (INR) will be added to the converted values.
Note on K175: gepadmin: 1. If you choose "Full Conversion" then Column BA (AMOUNT) and Column BB (TAXES) BOTH values will be convert based on selected Currency in (Column L). 2. If you choose "Partial Conversion" then Column BA (AMOUNT) only will be converted based on selected currency (Column L) and Column BB (TAXES) value (INR) will be added to the converted values.
Note on K176: gepadmin: 1. If you choose "Full Conversion" then Column BA (AMOUNT) and Column BB (TAXES) BOTH values will be convert based on selected Currency in (Column L). 2. If you choose "Partial Conversion" then Column BA (AMOUNT) only will be converted based on selected currency (Column L) and Column BB (TAXES) value (INR) will be added to the converted values.
Note on K180: gepadmin: 1. If you choose "Full Conversion" then Column BA (AMOUNT) and Column BB (TAXES) BOTH values will be convert based on selected Currency in (Column L). 2. If you choose "Partial Conversion" then Column BA (AMOUNT) only will be converted based on selected currency (Column L) and Column BB (TAXES) value (INR) will be added to the converted values.
Note on K181: gepadmin: 1. If you choose "Full Conversion" then Column BA (AMOUNT) and Column BB (TAXES) BOTH values will be convert based on selected Currency in (Column L). 2. If you choose "Partial Conversion" then Column BA (AMOUNT) only will be converted based on selected currency (Column L) and Column BB (TAXES) value (INR) will be added to the converted values.
Note on K182: gepadmin: 1. If you choose "Full Conversion" then Column BA (AMOUNT) and Column BB (TAXES) BOTH values will be convert based on selected Currency in (Column L). 2. If you choose "Partial Conversion" then Column BA (AMOUNT) only will be converted based on selected currency (Column L) and Column BB (TAXES) value (INR) will be added to the converted values.
Note on K186: gepadmin: 1. If you choose "Full Conversion" then Column BA (AMOUNT) and Column BB (TAXES) BOTH values will be convert based on selected Currency in (Column L). 2. If you choose "Partial Conversion" then Column BA (AMOUNT) only will be converted based on selected currency (Column L) and Column BB (TAXES) value (INR) will be added to the converted values.
Note on K187: gepadmin: 1. If you choose "Full Conversion" then Column BA (AMOUNT) and Column BB (TAXES) BOTH values will be convert based on selected Currency in (Column L). 2. If you choose "Partial Conversion" then Column BA (AMOUNT) only will be converted based on selected currency (Column L) and Column BB (TAXES) value (INR) will be added to the converted values.
Note on K193: gepadmin: 1. If you choose "Full Conversion" then Column BA (AMOUNT) and Column BB (TAXES) BOTH values will be convert based on selected Currency in (Column L). 2. If you choose "Partial Conversion" then Column BA (AMOUNT) only will be converted based on selected currency (Column L) and Column BB (TAXES) value (INR) will be added to the converted values.
Note on K208: gepadmin: 1. If you choose "Full Conversion" then Column BA (AMOUNT) and Column BB (TAXES) BOTH values will be convert based on selected Currency in (Column L). 2. If you choose "Partial Conversion" then Column BA (AMOUNT) only will be converted based on selected currency (Column L) and Column BB (TAXES) value (INR) will be added to the converted values.
Note on K215: gepadmin: 1. If you choose "Full Conversion" then Column BA (AMOUNT) and Column BB (TAXES) BOTH values will be convert based on selected Currency in (Column L). 2. If you choose "Partial Conversion" then Column BA (AMOUNT) only will be converted based on selected currency (Column L) and Column BB (TAXES) value (INR) will be added to the converted values.
Note on K216: gepadmin: 1. If you choose "Full Conversion" then Column BA (AMOUNT) and Column BB (TAXES) BOTH values will be convert based on selected Currency in (Column L). 2. If you choose "Partial Conversion" then Column BA (AMOUNT) only will be converted based on selected currency (Column L) and Column BB (TAXES) value (INR) will be added to the converted values.
Note on K237: gepadmin: 1. If you choose "Full Conversion" then Column BA (AMOUNT) and Column BB (TAXES) BOTH values will be convert based on selected Currency in (Column L). 2. If you choose "Partial Conversion" then Column BA (AMOUNT) only will be converted based on selected currency (Column L) and Column BB (TAXES) value (INR) will be added to the converted values.
Note on K245: gepadmin: 1. If you choose "Full Conversion" then Column BA (AMOUNT) and Column BB (TAXES) BOTH values will be convert based on selected Currency in (Column L). 2. If you choose "Partial Conversion" then Column BA (AMOUNT) only will be converted based on selected currency (Column L) and Column BB (TAXES) value (INR) will be added to the converted values.
Note on K246: gepadmin: 1. If you choose "Full Conversion" then Column BA (AMOUNT) and Column BB (TAXES) BOTH values will be convert based on selected Currency in (Column L). 2. If you choose "Partial Conversion" then Column BA (AMOUNT) only will be converted based on selected currency (Column L) and Column BB (TAXES) value (INR) will be added to the converted values.
Note on K249: gepadmin: 1. If you choose "Full Conversion" then Column BA (AMOUNT) and Column BB (TAXES) BOTH values will be convert based on selected Currency in (Column L). 2. If you choose "Partial Conversion" then Column BA (AMOUNT) only will be converted based on selected currency (Column L) and Column BB (TAXES) value (INR) will be added to the converted values.
Note on K251: gepadmin: 1. If you choose "Full Conversion" then Column BA (AMOUNT) and Column BB (TAXES) BOTH values will be convert based on selected Currency in (Column L). 2. If you choose "Partial Conversion" then Column BA (AMOUNT) only will be converted based on selected currency (Column L) and Column BB (TAXES) value (INR) will be added to the converted values.
Note on K252: gepadmin: 1. If you choose "Full Conversion" then Column BA (AMOUNT) and Column BB (TAXES) BOTH values will be convert based on selected Currency in (Column L). 2. If you choose "Partial Conversion" then Column BA (AMOUNT) only will be converted based on selected currency (Column L) and Column BB (TAXES) value (INR) will be added to the converted values.
Note on K255: gepadmin: 1. If you choose "Full Conversion" then Column BA (AMOUNT) and Column BB (TAXES) BOTH values will be convert based on selected Currency in (Column L). 2. If you choose "Partial Conversion" then Column BA (AMOUNT) only will be converted based on selected currency (Column L) and Column BB (TAXES) value (INR) will be added to the converted values.
Note on K233: gepadmin: 1. If you choose "Full Conversion" then Column BA (AMOUNT) and Column BB (TAXES) BOTH values will be convert based on selected Currency in (Column L). 2. If you choose "Partial Conversion" then Column BA (AMOUNT) only will be converted based on selected currency (Column L) and Column BB (TAXES) value (INR) will be added to the converted values.
Note on K244: gepadmin: 1. If you choose "Full Conversion" then Column BA (AMOUNT) and Column BB (TAXES) BOTH values will be convert based on selected Currency in (Column L). 2. If you choose "Partial Conversion" then Column BA (AMOUNT) only will be converted based on selected currency (Column L) and Column BB (TAXES) value (INR) will be added to the converted values.
Note on K17: gepadmin: 1. If you choose "Full Conversion" then Column BA (AMOUNT) and Column BB (TAXES) BOTH values will be convert based on selected Currency in (Column L). 2. If you choose "Partial Conversion" then Column BA (AMOUNT) only will be converted based on selected currency (Column L) and Column BB (TAXES) value (INR) will be added to the converted values.
Note on K21: gepadmin: 1. If you choose "Full Conversion" then Column BA (AMOUNT) and Column BB (TAXES) BOTH values will be convert based on selected Currency in (Column L). 2. If you choose "Partial Conversion" then Column BA (AMOUNT) only will be converted based on selected currency (Column L) and Column BB (TAXES) value (INR) will be added to the converted values.
Note on K41: gepadmin: 1. If you choose "Full Conversion" then Column BA (AMOUNT) and Column BB (TAXES) BOTH values will be convert based on selected Currency in (Column L). 2. If you choose "Partial Conversion" then Column BA (AMOUNT) only will be converted based on selected currency (Column L) and Column BB (TAXES) value (INR) will be added to the converted values.
Note on K24: gepadmin: 1. If you choose "Full Conversion" then Column BA (AMOUNT) and Column BB (TAXES) BOTH values will be convert based on selected Currency in (Column L). 2. If you choose "Partial Conversion" then Column BA (AMOUNT) only will be converted based on selected currency (Column L) and Column BB (TAXES) value (INR) will be added to the converted values.
Note on K33: gepadmin: 1. If you choose "Full Conversion" then Column BA (AMOUNT) and Column BB (TAXES) BOTH values will be convert based on selected Currency in (Column L). 2. If you choose "Partial Conversion" then Column BA (AMOUNT) only will be converted based on selected currency (Column L) and Column BB (TAXES) value (INR) will be added to the converted values.
Note on K43: gepadmin: 1. If you choose "Full Conversion" then Column BA (AMOUNT) and Column BB (TAXES) BOTH values will be convert based on selected Currency in (Column L). 2. If you choose "Partial Conversion" then Column BA (AMOUNT) only will be converted based on selected currency (Column L) and Column BB (TAXES) value (INR) will be added to the converted values.
Note on K51: gepadmin: 1. If you choose "Full Conversion" then Column BA (AMOUNT) and Column BB (TAXES) BOTH values will be convert based on selected Currency in (Column L). 2. If you choose "Partial Conversion" then Column BA (AMOUNT) only will be converted based on selected currency (Column L) and Column BB (TAXES) value (INR) will be added to the converted values.
Note on K52: gepadmin: 1. If you choose "Full Conversion" then Column BA (AMOUNT) and Column BB (TAXES) BOTH values will be convert based on selected Currency in (Column L). 2. If you choose "Partial Conversion" then Column BA (AMOUNT) only will be converted based on selected currency (Column L) and Column BB (TAXES) value (INR) will be added to the converted values.
Note on K57: gepadmin: 1. If you choose "Full Conversion" then Column BA (AMOUNT) and Column BB (TAXES) BOTH values will be convert based on selected Currency in (Column L). 2. If you choose "Partial Conversion" then Column BA (AMOUNT) only will be converted based on selected currency (Column L) and Column BB (TAXES) value (INR) will be added to the converted values.
Note on K71: gepadmin: 1. If you choose "Full Conversion" then Column BA (AMOUNT) and Column BB (TAXES) BOTH values will be convert based on selected Currency in (Column L). 2. If you choose "Partial Conversion" then Column BA (AMOUNT) only will be converted based on selected currency (Column L) and Column BB (TAXES) value (INR) will be added to the converted values.
Note on K76: gepadmin: 1. If you choose "Full Conversion" then Column BA (AMOUNT) and Column BB (TAXES) BOTH values will be convert based on selected Currency in (Column L). 2. If you choose "Partial Conversion" then Column BA (AMOUNT) only will be converted based on selected currency (Column L) and Column BB (TAXES) value (INR) will be added to the converted values.
Note on K81: gepadmin: 1. If you choose "Full Conversion" then Column BA (AMOUNT) and Column BB (TAXES) BOTH values will be convert based on selected Currency in (Column L). 2. If you choose "Partial Conversion" then Column BA (AMOUNT) only will be converted based on selected currency (Column L) and Column BB (TAXES) value (INR) will be added to the converted values.
Note on K87: gepadmin: 1. If you choose "Full Conversion" then Column BA (AMOUNT) and Column BB (TAXES) BOTH values will be convert based on selected Currency in (Column L). 2. If you choose "Partial Conversion" then Column BA (AMOUNT) only will be converted based on selected currency (Column L) and Column BB (TAXES) value (INR) will be added to the converted values.
Note on K91: gepadmin: 1. If you choose "Full Conversion" then Column BA (AMOUNT) and Column BB (TAXES) BOTH values will be convert based on selected Currency in (Column L). 2. If you choose "Partial Conversion" then Column BA (AMOUNT) only will be converted based on selected currency (Column L) and Column BB (TAXES) value (INR) will be added to the converted values.
Note on K94: gepadmin: 1. If you choose "Full Conversion" then Column BA (AMOUNT) and Column BB (TAXES) BOTH values will be convert based on selected Currency in (Column L). 2. If you choose "Partial Conversion" then Column BA (AMOUNT) only will be converted based on selected currency (Column L) and Column BB (TAXES) value (INR) will be added to the converted values.
Note on K97: gepadmin: 1. If you choose "Full Conversion" then Column BA (AMOUNT) and Column BB (TAXES) BOTH values will be convert based on selected Currency in (Column L). 2. If you choose "Partial Conversion" then Column BA (AMOUNT) only will be converted based on selected currency (Column L) and Column BB (TAXES) value (INR) will be added to the converted values.
Note on K103: gepadmin: 1. If you choose "Full Conversion" then Column BA (AMOUNT) and Column BB (TAXES) BOTH values will be convert based on selected Currency in (Column L). 2. If you choose "Partial Conversion" then Column BA (AMOUNT) only will be converted based on selected currency (Column L) and Column BB (TAXES) value (INR) will be added to the converted values.
Note on K111: gepadmin: 1. If you choose "Full Conversion" then Column BA (AMOUNT) and Column BB (TAXES) BOTH values will be convert based on selected Currency in (Column L). 2. If you choose "Partial Conversion" then Column BA (AMOUNT) only will be converted based on selected currency (Column L) and Column BB (TAXES) value (INR) will be added to the converted values.
Note on K117: gepadmin: 1. If you choose "Full Conversion" then Column BA (AMOUNT) and Column BB (TAXES) BOTH values will be convert based on selected Currency in (Column L). 2. If you choose "Partial Conversion" then Column BA (AMOUNT) only will be converted based on selected currency (Column L) and Column BB (TAXES) value (INR) will be added to the converted values.
Note on K124: gepadmin: 1. If you choose "Full Conversion" then Column BA (AMOUNT) and Column BB (TAXES) BOTH values will be convert based on selected Currency in (Column L). 2. If you choose "Partial Conversion" then Column BA (AMOUNT) only will be converted based on selected currency (Column L) and Column BB (TAXES) value (INR) will be added to the converted values.
Note on K129: gepadmin: 1. If you choose "Full Conversion" then Column BA (AMOUNT) and Column BB (TAXES) BOTH values will be convert based on selected Currency in (Column L). 2. If you choose "Partial Conversion" then Column BA (AMOUNT) only will be converted based on selected currency (Column L) and Column BB (TAXES) value (INR) will be added to the converted values.
Note on K140: gepadmin: 1. If you choose "Full Conversion" then Column BA (AMOUNT) and Column BB (TAXES) BOTH values will be convert based on selected Currency in (Column L). 2. If you choose "Partial Conversion" then Column BA (AMOUNT) only will be converted based on selected currency (Column L) and Column BB (TAXES) value (INR) will be added to the converted values.
Note on K147: gepadmin: 1. If you choose "Full Conversion" then Column BA (AMOUNT) and Column BB (TAXES) BOTH values will be convert based on selected Currency in (Column L). 2. If you choose "Partial Conversion" then Column BA (AMOUNT) only will be converted based on selected currency (Column L) and Column BB (TAXES) value (INR) will be added to the converted values.
Note on K149: gepadmin: 1. If you choose "Full Conversion" then Column BA (AMOUNT) and Column BB (TAXES) BOTH values will be convert based on selected Currency in (Column L). 2. If you choose "Partial Conversion" then Column BA (AMOUNT) only will be converted based on selected currency (Column L) and Column BB (TAXES) value (INR) will be added to the converted values.
Note on K154: gepadmin: 1. If you choose "Full Conversion" then Column BA (AMOUNT) and Column BB (TAXES) BOTH values will be convert based on selected Currency in (Column L). 2. If you choose "Partial Conversion" then Column BA (AMOUNT) only will be converted based on selected currency (Column L) and Column BB (TAXES) value (INR) will be added to the converted values.
Note on K161: gepadmin: 1. If you choose "Full Conversion" then Column BA (AMOUNT) and Column BB (TAXES) BOTH values will be convert based on selected Currency in (Column L). 2. If you choose "Partial Conversion" then Column BA (AMOUNT) only will be converted based on selected currency (Column L) and Column BB (TAXES) value (INR) will be added to the converted values.
Note on K162: gepadmin: 1. If you choose "Full Conversion" then Column BA (AMOUNT) and Column BB (TAXES) BOTH values will be convert based on selected Currency in (Column L). 2. If you choose "Partial Conversion" then Column BA (AMOUNT) only will be converted based on selected currency (Column L) and Column BB (TAXES) value (INR) will be added to the converted values.
Note on K164: gepadmin: 1. If you choose "Full Conversion" then Column BA (AMOUNT) and Column BB (TAXES) BOTH values will be convert based on selected Currency in (Column L). 2. If you choose "Partial Conversion" then Column BA (AMOUNT) only will be converted based on selected currency (Column L) and Column BB (TAXES) value (INR) will be added to the converted values.
Note on K167: gepadmin: 1. If you choose "Full Conversion" then Column BA (AMOUNT) and Column BB (TAXES) BOTH values will be convert based on selected Currency in (Column L). 2. If you choose "Partial Conversion" then Column BA (AMOUNT) only will be converted based on selected currency (Column L) and Column BB (TAXES) value (INR) will be added to the converted values.
Note on K183: gepadmin: 1. If you choose "Full Conversion" then Column BA (AMOUNT) and Column BB (TAXES) BOTH values will be convert based on selected Currency in (Column L). 2. If you choose "Partial Conversion" then Column BA (AMOUNT) only will be converted based on selected currency (Column L) and Column BB (TAXES) value (INR) will be added to the converted values.
Note on K184: gepadmin: 1. If you choose "Full Conversion" then Column BA (AMOUNT) and Column BB (TAXES) BOTH values will be convert based on selected Currency in (Column L). 2. If you choose "Partial Conversion" then Column BA (AMOUNT) only will be converted based on selected currency (Column L) and Column BB (TAXES) value (INR) will be added to the converted values.
Note on K185: gepadmin: 1. If you choose "Full Conversion" then Column BA (AMOUNT) and Column BB (TAXES) BOTH values will be convert based on selected Currency in (Column L). 2. If you choose "Partial Conversion" then Column BA (AMOUNT) only will be converted based on selected currency (Column L) and Column BB (TAXES) value (INR) will be added to the converted values.
Note on K188: gepadmin: 1. If you choose "Full Conversion" then Column BA (AMOUNT) and Column BB (TAXES) BOTH values will be convert based on selected Currency in (Column L). 2. If you choose "Partial Conversion" then Column BA (AMOUNT) only will be converted based on selected currency (Column L) and Column BB (TAXES) value (INR) will be added to the converted values.
Note on K189: gepadmin: 1. If you choose "Full Conversion" then Column BA (AMOUNT) and Column BB (TAXES) BOTH values will be convert based on selected Currency in (Column L). 2. If you choose "Partial Conversion" then Column BA (AMOUNT) only will be converted based on selected currency (Column L) and Column BB (TAXES) value (INR) will be added to the converted values.
Note on K190: gepadmin: 1. If you choose "Full Conversion" then Column BA (AMOUNT) and Column BB (TAXES) BOTH values will be convert based on selected Currency in (Column L). 2. If you choose "Partial Conversion" then Column BA (AMOUNT) only will be converted based on selected currency (Column L) and Column BB (TAXES) value (INR) will be added to the converted values.
Note on K196: gepadmin: 1. If you choose "Full Conversion" then Column BA (AMOUNT) and Column BB (TAXES) BOTH values will be convert based on selected Currency in (Column L). 2. If you choose "Partial Conversion" then Column BA (AMOUNT) only will be converted based on selected currency (Column L) and Column BB (TAXES) value (INR) will be added to the converted values.
Note on K199: gepadmin: 1. If you choose "Full Conversion" then Column BA (AMOUNT) and Column BB (TAXES) BOTH values will be convert based on selected Currency in (Column L). 2. If you choose "Partial Conversion" then Column BA (AMOUNT) only will be converted based on selected currency (Column L) and Column BB (TAXES) value (INR) will be added to the converted values.
Note on K211: gepadmin: 1. If you choose "Full Conversion" then Column BA (AMOUNT) and Column BB (TAXES) BOTH values will be convert based on selected Currency in (Column L). 2. If you choose "Partial Conversion" then Column BA (AMOUNT) only will be converted based on selected currency (Column L) and Column BB (TAXES) value (INR) will be added to the converted values.
Note on K219: gepadmin: 1. If you choose "Full Conversion" then Column BA (AMOUNT) and Column BB (TAXES) BOTH values will be convert based on selected Currency in (Column L). 2. If you choose "Partial Conversion" then Column BA (AMOUNT) only will be converted based on selected currency (Column L) and Column BB (TAXES) value (INR) will be added to the converted values.
Note on K220: gepadmin: 1. If you choose "Full Conversion" then Column BA (AMOUNT) and Column BB (TAXES) BOTH values will be convert based on selected Currency in (Column L). 2. If you choose "Partial Conversion" then Column BA (AMOUNT) only will be converted based on selected currency (Column L) and Column BB (TAXES) value (INR) will be added to the converted values.
Note on K223: gepadmin: 1. If you choose "Full Conversion" then Column BA (AMOUNT) and Column BB (TAXES) BOTH values will be convert based on selected Currency in (Column L). 2. If you choose "Partial Conversion" then Column BA (AMOUNT) only will be converted based on selected currency (Column L) and Column BB (TAXES) value (INR) will be added to the converted values.
Note on K236: gepadmin: 1. If you choose "Full Conversion" then Column BA (AMOUNT) and Column BB (TAXES) BOTH values will be convert based on selected Currency in (Column L). 2. If you choose "Partial Conversion" then Column BA (AMOUNT) only will be converted based on selected currency (Column L) and Column BB (TAXES) value (INR) will be added to the converted values.
Note on K240: gepadmin: 1. If you choose "Full Conversion" then Column BA (AMOUNT) and Column BB (TAXES) BOTH values will be convert based on selected Currency in (Column L). 2. If you choose "Partial Conversion" then Column BA (AMOUNT) only will be converted based on selected currency (Column L) and Column BB (TAXES) value (INR) will be added to the converted values.
Note on K247: gepadmin: 1. If you choose "Full Conversion" then Column BA (AMOUNT) and Column BB (TAXES) BOTH values will be convert based on selected Currency in (Column L). 2. If you choose "Partial Conversion" then Column BA (AMOUNT) only will be converted based on selected currency (Column L) and Column BB (TAXES) value (INR) will be added to the converted values.
Note on K134: gepadmin: 1. If you choose "Full Conversion" then Column BA (AMOUNT) and Column BB (TAXES) BOTH values will be convert based on selected Currency in (Column L). 2. If you choose "Partial Conversion" then Column BA (AMOUNT) only will be converted based on selected currency (Column L) and Column BB (TAXES) value (INR) will be added to the converted values.
Note on K135: gepadmin: 1. If you choose "Full Conversion" then Column BA (AMOUNT) and Column BB (TAXES) BOTH values will be convert based on selected Currency in (Column L). 2. If you choose "Partial Conversion" then Column BA (AMOUNT) only will be converted based on selected currency (Column L) and Column BB (TAXES) value (INR) will be added to the converted values.
Note on K19: gepadmin: 1. If you choose "Full Conversion" then Column BA (AMOUNT) and Column BB (TAXES) BOTH values will be convert based on selected Currency in (Column L). 2. If you choose "Partial Conversion" then Column BA (AMOUNT) only will be converted based on selected currency (Column L) and Column BB (TAXES) value (INR) will be added to the converted values.
Note on K115: gepadmin: 1. If you choose "Full Conversion" then Column BA (AMOUNT) and Column BB (TAXES) BOTH values will be convert based on selected Currency in (Column L). 2. If you choose "Partial Conversion" then Column BA (AMOUNT) only will be converted based on selected currency (Column L) and Column BB (TAXES) value (INR) will be added to the converted values.
Note on K158: gepadmin: 1. If you choose "Full Conversion" then Column BA (AMOUNT) and Column BB (TAXES) BOTH values will be convert based on selected Currency in (Column L). 2. If you choose "Partial Conversion" then Column BA (AMOUNT) only will be converted based on selected currency (Column L) and Column BB (TAXES) value (INR) will be added to the converted values.
Note on K238: gepadmin: 1. If you choose "Full Conversion" then Column BA (AMOUNT) and Column BB (TAXES) BOTH values will be convert based on selected Currency in (Column L). 2. If you choose "Partial Conversion" then Column BA (AMOUNT) only will be converted based on selected currency (Column L) and Column BB (TAXES) value (INR) will be added to the converted values.
Note on K195: gepadmin: 1. If you choose "Full Conversion" then Column BA (AMOUNT) and Column BB (TAXES) BOTH values will be convert based on selected Currency in (Column L). 2. If you choose "Partial Conversion" then Column BA (AMOUNT) only will be converted based on selected currency (Column L) and Column BB (TAXES) value (INR) will be added to the converted values.

## Macros
Please Enable Macros to View BoQ information