## BoQ1 (hidden)
Percentage BoQ
BoQ_Ver3.0 | Percentage | Normal | INR Only | INR
Select, At Par, Excess (+), Less (-) |  | IOCL
Tender Inviting Authority: The Additional Chief Engineer, W.B.P.H&.I.D.Corpn. Ltd.
Name of Work: Construction of Bidhannagar Women Police Station Building within Electronic Complex Police Station at Block –Dn -58, Sector –V, Salt Lake, Kolkata.
Contract No: WBPHIDCL/ACE/NIT- 102(e)/2018-2019 (2nd Call) For Sl. No. 4
Bidder Name :
PRICE SCHEDULE (This BOQ template must not be modified/replaced by the bidder and the same should be uploaded after filling the relevent columns, else the bidder is liable to be rejected for this tender. Bidders are allowed to enter the Bidder Name and Values only )
NUMBER # | TEXT # | TEXT # | NUMBER # | TEXT # | NUMBER | NUMBER | TEXT | TEXT # | NUMBER # | TEXT# | TEXT # | NUMBER # | NUMBER | NUMBER | NUMBER | NUMBER | TEXT | TEXT | NUMBER | NUMBER | NUMBER | NUMBER | TEXT | TEXT | NUMBER | NUMBER | NUMBER | NUMBER | TEXT | TEXT | NUMBER | NUMBER | NUMBER | NUMBER | TEXT | TEXT | NUMBER | NUMBER | NUMBER | NUMBER | TEXT | TEXT | NUMBER | NUMBER | NUMBER # | NUMBER # | TEXT | TEXT | NUMBER # | NUMBER # | DATE | NUMBER # | NUMBER # | TEXT #
Sl. No. | Item Description | Item Code / Make | Quantity | Units | Estimated Rate |  |  | Addition / Deduction | Addition / Deduction Values | Currency Convertion against each Item | Quoted Currency in INR / Other Currency | BASIC RATE In Figures To be entered by the Bidder Rs. P | Excise Duty | VAT | Freight Charges ( Unloading & Stacking) | Any Other Taxes/Duties/Levies |  |  | Other Taxes 2 | IIIrd Party i.e DGS&D / RITES etc Inspection Charges @0.34%+Service Tax | Less for Cenvat Credit,if any respect of Supplies Under full Excise Duty Category | [30 empty] | TOTAL AMOUNT With Taxes | TOTAL AMOUNT With Taxes | TOTAL AMOUNT In Words
1 | 2 | 3 | 4 | 5 | 6 | 7 | 8 | 9 | 10 | 11 | 12 | 13 | 14 | 15 | 16 | 17 | 18 | 19 | 20 | 21 | 22 | 23 | 24 | 25 | 26 | 27 | 28 | 29 | 30 | 31 | 32 | 33 | 34 | 35 | 36 | 37 | 38 | 39 | 40 | 41 | 42 | 43 | 44 | 45 | 46 | 47 | 48 | 49 | 50 | 51 | 52 | 53 | 54 | 55
1 | Civil works | BI01010001010000000000000515BI0100001112 | [56 empty] | 1 | Construction of chamber for 100mm sluices valve | item1 | 10 | 1 Nos
2 | Surface Dressing of the ground in any kind of soil including removing vegetation inequalities not exceeding 15 cm depth and disposal of the rubbish within a lead upto 75 m as directed. | BI01010001010000000000000515BI0100001113 | 196.31 | Sqm | 11.31 |  |  | Excess(+) | 1 | Full Conversion | INR | [40 empty] | 2220.27 | 2220.27 | INR Two Thousand Two Hundred & Twenty and Paise Twenty Seven Only | 10 | 11.31 |  |  | 2 | Construction of chamber for 100mm sluices valve | item3 | 10 | Nos
3 | Earth work in excavation of foundation trenches or drains, in all sorts of soil (including mixed soil but excluding laterite or sandstone) including removing, spreading or stacking the spoils within a lead of 75 m. as directed. The item includes necessary trimming the sides of trenches, levelling, dressing and ramming the bottom, bailing out water as required complete. Depth of excavation not exceeding 1,500 mm. | BI01010001010000000000000515BI0100001114 | 235 | Cum | 134.92 |  |  | Excess(+) | 1 | Full Conversion | INR | [40 empty] | 31706.2 | 31706.2 | INR Thirty One Thousand Seven Hundred & Six and Paise Twenty Only | 119.27 | 134.92 |  |  | 3 | Supplying, Conveying and fixing spls. Including ea | item4 | 10 | Nos
4 | Earth work in excavation of foundation trenches or drains, in all sorts of soil (including mixed soil but excluding laterite or sandstone) including removing, spreading or stacking the spoils within a lead of 75 m. as directed. The item includes necessary trimming the sides of trenches, levelling, dressing and ramming the bottom, bailing out water as required complete. Depth of excavation for additional depth beyond 1,500 mm. and upto 3,000 mm. but not requiring shoring | BI01010001010000000000000515BI0100001115 | 31 | Cum | 217.62 |  |  | Excess(+) | 1 | Full Conversion | INR | [40 empty] | 6746.22 | 6746.22 | INR Six Thousand Seven Hundred & Forty Six and Paise Twenty Two Only | 192.38 | 217.62 |  |  | 1.01 | Supplying, Conveying and fixing spls. Including eart | item1 | 123.223 | Nos
5 | Earth work in filling in foundation trenches or plinth with good earth, in layers not exceeding 150 mm. including watering and ramming etc. layer by layer complete. (Payment to be made on the basis of measurement of finished quantity of work) With earth obtained from excavation of foundation. | BI01010001010000000000000515BI0100001116 | 55 | Cum | 87.71 |  |  | Excess(+) | 1 | Full Conversion | INR | [40 empty] | 4824.05 | 4824.05 | INR Four Thousand Eight Hundred & Twenty Four and Paise Five Only | 77.54 | 87.71 |  |  | 1.02 | Construction of chamber for 100mm sluice plates | item2 | 213 | Nos
6 | Filling in foundation or plinth by silver sand in layers not exceeding 150 mm as directed and consolidating the same by thorough saturation with water, ramming complete including the cost of supply of sand. (payment to be made on measurement of finished quantity) | BI01010001010000000000000515BI0100001117 | 38 | Cum | 1059.04 |  |  | Excess(+) | 1 | Full Conversion | INR | [40 empty] | 40243.52 | 40243.52 | INR Forty Thousand Two Hundred & Forty Three and Paise Fifty Two Only | 936.21 | 1059.04 |  |  | 2 | Construction of chamber for 100mm sluices valve | item3 | 10 | Nos
7 | (c) Anti termite treatment to the top surface of the consolidated earth within plinth walls with chemical emulsion by admixing chloropyrofos emulsifiable concentrates ( 1% concentration) with water by weight at the rate of 5 Litres per sq. m. of the surface before sand bed or sub-grade is laid. Holes upto 50 mm. to 75 mm. deep at 150 mm. centre to centre both ways shall be made with 12 mm, diameter mild steel rod on the surface to facilitate saturation of the soil with the chemical emulsion. The work shall be carried out as per specification described in para 6.4 of code IS-6313 (part -II) 1981. ( Mode of measurment will be per Sq.m of plan area of plinth treated.) | BI01010001010000000000000515BI0100001118 | 196 | Sqm | 124.43 |  |  | Excess(+) | 1 | Full Conversion | INR | [40 empty] | 24388.28 | 24388.28 | INR Twenty Four Thousand Three Hundred & Eighty Eight and Paise Twenty Eight Only | 110 | 124.43 |  |  | 2 | Construction of chamber for 100mm sluices valve | item3 | 10 | Nos
8 | (d) Treatment to the back filling of R.C.C. foundation with chemical emulsion by admixing chloropyrofos emulsifiable concentrate (1% concentration) with water by weight at the rate of 7.5 ltr. per sq.m. of the vertical surface of the substructure of each side of the foundation. The work shall be carried out as per specification as described in para 6.3.1 of code IS-6313 (part-II) 1981 (Mode of measurement will be per sq.m. of vertical area of foundation treated). | BI01010001010000000000000515BI0100001119 | 120 | Sqm | 154.97 |  |  | Excess(+) | 1 | Full Conversion | INR | [40 empty] | 18596.4 | 18596.4 | INR Eighteen Thousand Five Hundred & Ninety Six and Paise Forty Only | 137 | 154.97 |  |  | 2 | Construction of chamber for 100mm sluices valve | item3 | 10 | Nos
9 | Single Brick Flat Soling of picked jhama bricks including ramming and dressing bed to proper level and filling joints with local sand. | BI01010001010000000000000515BI0100001120 | 210 | Sqm | 408.36 |  |  | Excess(+) | 1 | Full Conversion | INR | [40 empty] | 85755.6 | 85755.6 | INR Eighty Five Thousand Seven Hundred & Fifty Five and Paise Sixty Only | 361 | 408.36 |  |  | 3 | Supplying, Conveying and fixing spls. Including ea | item4 | 10 | Nos
10 | Ordinary Cement concrete (mix 1:2:4) with graded stone chips (20 mm nominal size) excluding shuttering and reinforcement,if any, in ground floor as per relevant IS codes. Pakur variety | BI01010001010000000000000515BI0100001121 | 30 | Cum | 6203.81 |  |  | Excess(+) | 1 | Full Conversion | INR | [40 empty] | 186114.3 | 186114.3 | INR One Lakh Eighty Six Thousand One Hundred & Fourteen and Paise Thirty Only | 5484.27 | 6203.81 |  |  | 1.01 | Supplying, Conveying and fixing spls. Including eart | item1 | 123.223 | Nos
11 | Supplying ready mixed concrete of M 25 Grade with well graded stone chips of 20 mm nominal size containing designed quantity of cement per Cu.m of wet concrete produced in computerised batching plant under controlled condition using approved super plastisizer, designing concrete mix following I.S. 10262 and I.S. 456, transporting the mix with agitation in transit mixer to work site depositing the mix on a platform erected for the purpose at required levels of concreting and then placing the mix in its final location of form work compacting and curing the same complete as per specification & direction of the Engineer-in-charge including computerised batching plant transit mixer with all accessories vibrators etc. inclusive of all other incidental charges in this connection complete but excluding cost of hire charge of platform and its supporting staging which would be paid through separate item. [cement to be supplied by the Manufacturer/supplier] (i) Without approved concrete pump Foundation and Ground Floor | BI01010001010000000000000515BI0100001122 | 120.7 | Cum | 8290.52 |  |  | Excess(+) | 1 | Full Conversion | INR | [40 empty] | 1000665.76 | 1000665.76 | INR Ten Lakh Six Hundred & Sixty Five and Paise Seventy Six Only | 7328.96 | 8290.52 |  |  | 1.01 | Supplying, Conveying and fixing spls. Including eart | item1 | 123.223 | Nos
12 | Supplying ready mixed concrete of M 25 Grade with well graded stone chips of 20 mm nominal size containing designed quantity of cement per Cu.m of wet concrete produced in computerised batching plant under controlled condition using approved super plastisizer, designing concrete mix following I.S. 10262 and I.S. 456, transporting the mix with agitation in transit mixer to work site depositing the mix on a platform erected for the purpose at required levels of concreting and then placing the mix in its final location of form work compacting and curing the same complete as per specification & direction of the Engineer-in-charge including computerised batching plant transit mixer with all accessories vibrators etc. inclusive of all other incidental charges in this connection complete but excluding cost of hire charge of platform and its supporting staging which would be paid through separate item. [cement to be supplied by the Manufacturer/supplier] (i) Without approved concrete pump First floor | BI01010001010000000000000515BI0100001123 | 48 | Cum | 8397.98 |  |  | Excess(+) | 1 | Full Conversion | INR | [40 empty] | 403103.04 | 403103.04 | INR Four Lakh Three Thousand One Hundred & Three and Paise Four Only | 7423.96 | 8397.98
13 | Supplying ready mixed concrete of M 25 Grade with well graded stone chips of 20 mm nominal size containing designed quantity of cement per Cu.m of wet concrete produced in computerised batching plant under controlled condition using approved super plastisizer, designing concrete mix following I.S. 10262 and I.S. 456, transporting the mix with agitation in transit mixer to work site depositing the mix on a platform erected for the purpose at required levels of concreting and then placing the mix in its final location of form work compacting and curing the same complete as per specification & direction of the Engineer-in-charge including computerised batching plant transit mixer with all accessories vibrators etc. inclusive of all other incidental charges in this connection complete but excluding cost of hire charge of platform and its supporting staging which would be paid through separate item. [cement to be supplied by the Manufacturer/supplier] (i) Without approved concrete pump Second floor | BI01010001010000000000000515BI0100001124 | 7.3 | Cum | 8505.45 |  |  | Excess(+) | 1 | Full Conversion | INR | [40 empty] | 62089.79 | 62089.79 | INR Sixty Two Thousand &Eighty Nine and Paise Seventy Nine Only | 7518.96 | 8505.45
14 | Hire and labour charges for shuttering with centering and necessary staging upto 4 m using approved stout props and thick hard wood planks of approved thickness with required bracing for concrete slabs, beams and columns, lintels curved or straight including fitting, fixing and striking out after completion of works (upto roof of ground floor) (When the height of a particular floor is more than 4 m the equivalent floor height shall be taken as 4 m and extra for works beyond the initial 4 m ht. shall be allowed under 12 (e) for every 4 m or part thereof) Steel shuttering or 9 to 12 mm thick approved quality ply board shuttering in any concrete work Foundation and Ground Floor | BI01010001010000000000000515BI0100001125 | 820 | Sqm | 417.41 |  |  | Excess(+) | 1 | Full Conversion | INR | [40 empty] | 342276.2 | 342276.2 | INR Three Lakh Forty Two Thousand Two Hundred & Seventy Six and Paise Twenty Only | 369 | 417.41
15 | Hire and labour charges for shuttering with centering and necessary staging upto 4 m using approved stout props and thick hard wood planks of approved thickness with required bracing for concrete slabs, beams and columns, lintels curved or straight including fitting, fixing and striking out after completion of works (upto roof of ground floor) (When the height of a particular floor is more than 4 m the equivalent floor height shall be taken as 4 m and extra for works beyond the initial 4 m ht. shall be allowed under 12 (e) for every 4 m or part thereof) Steel shuttering or 9 to 12 mm thick approved quality ply board shuttering in any concrete work First floor | BI01010001010000000000000515BI0100001126 | 480 | Sqm | 437.77 |  |  | Excess(+) | 1 | Full Conversion | INR | [40 empty] | 210129.6 | 210129.6 | INR Two Lakh Ten Thousand One Hundred & Twenty Nine and Paise Sixty Only | 387 | 437.77
16 | Hire and labour charges for shuttering with centering and necessary staging upto 4 m using approved stout props and thick hard wood planks of approved thickness with required bracing for concrete slabs, beams and columns, lintels curved or straight including fitting, fixing and striking out after completion of works (upto roof of ground floor) (When the height of a particular floor is more than 4 m the equivalent floor height shall be taken as 4 m and extra for works beyond the initial 4 m ht. shall be allowed under 12 (e) for every 4 m or part thereof) Steel shuttering or 9 to 12 mm thick approved quality ply board shuttering in any concrete work Second floor | BI01010001010000000000000515BI0100001127 | 60 | Sqm | 458.14 |  |  | Excess(+) | 1 | Full Conversion | INR | [40 empty] | 27488.4 | 27488.4 | INR Twenty Seven Thousand Four Hundred & Eighty Eight and Paise Forty Only | 405 | 458.14 | 46.62 | 43.39
17 | Reinforcement for reinforced concrete work in all sorts of structures including distribution bars, stirrups, binders etc initial straightening and removal of loose rust (if necessary), cutting to requisite length, hooking and bending to correct shape, placing in proper position and binding with 16 gauge black annealed wire at every intersection, complete as per drawing and direction. Tor steel/Mild Steel.I. SAIL/ TATA/RINL For works in foundation, basement and upto roof of ground floor/upto 4 m | BI01010001010000000000000515BI0100001128 | 14 | MT. | 80785.78 |  |  | Excess(+) | 1 | Full Conversion | INR | [40 empty] | 1131000.92 | 1131000.92 | INR Eleven Lakh Thirty One Thousand and Paise Ninety Two Only | 71416 | 80785.78
18 | Reinforcement for reinforced concrete work in all sorts of structures including distribution bars, stirrups, binders etc initial straightening and removal of loose rust (if necessary), cutting to requisite length, hooking and bending to correct shape, placing in proper position and binding with 16 gauge black annealed wire at every intersection, complete as per drawing and direction. Tor steel/Mild Steel.I. SAIL/ TATA/RINL First floor | BI01010001010000000000000515BI0100001129 | 7.2 | MT. | 81328.76 |  |  | Excess(+) | 1 | Full Conversion | INR | [40 empty] | 585567.07 | 585567.07 | INR Five Lakh Eighty Five Thousand Five Hundred & Sixty Seven and Paise Seven Only | 71896 | 81328.76
19 | Reinforcement for reinforced concrete work in all sorts of structures including distribution bars, stirrups, binders etc initial straightening and removal of loose rust (if necessary), cutting to requisite length, hooking and bending to correct shape, placing in proper position and binding with 16 gauge black annealed wire at every intersection, complete as per drawing and direction. Tor steel/Mild Steel.I. SAIL/ TATA/RINL Second floor | BI01010001010000000000000515BI0100001130 | 1 | MT. | 81871.73 |  |  | Excess(+) | 1 | Full Conversion | INR | [40 empty] | 81871.73 | 81871.73 | INR Eighty One Thousand Eight Hundred & Seventy One and Paise Seventy Three Only | 72376 | 81871.73
20 | Brick work with 1st class bricks in cement mortar (1:6) Foundation and Plinth | BI01010001010000000000000515BI0100001131 | 30 | Cum | 6123.19 |  |  | Excess(+) | 1 | Full Conversion | INR | [40 empty] | 183695.7 | 183695.7 | INR One Lakh Eighty Three Thousand Six Hundred & Ninety Five and Paise Seventy Only | 5413 | 6123.19
21 | Brick work with 1st class bricks in cement mortar (1:6) Ground Floor | BI01010001010000000000000515BI0100001132 | 48 | Cum | 6375.44 |  |  | Excess(+) | 1 | Full Conversion | INR | [40 empty] | 306021.12 | 306021.12 | INR Three Lakh Six Thousand &Twenty One and Paise Twelve Only | 5636 | 6375.44
22 | Brick work with 1st class bricks in cement mortar (1:6) First floor | BI01010001010000000000000515BI0100001133 | 40 | Cum | 6501.01 |  |  | Excess(+) | 1 | Full Conversion | INR | [40 empty] | 260040.4 | 260040.4 | INR Two Lakh Sixty Thousand &Forty and Paise Forty Only | 5747 | 6501.01
23 | Brick work with 1st class bricks in cement mortar (1:6) Second floor | BI01010001010000000000000515BI0100001134 | 23 | Cum | 6626.57 |  |  | Excess(+) | 1 | Full Conversion | INR | [40 empty] | 152411.11 | 152411.11 | INR One Lakh Fifty Two Thousand Four Hundred & Eleven and Paise Eleven Only | 5858 | 6626.57
24 | 125 mm. thick brick work with 1st class bricks in cement mortar (1:4). Ground Floor | BI01010001010000000000000515BI0100001135 | 175 | Sqm | 832.56 |  |  | Excess(+) | 1 | Full Conversion | INR | [40 empty] | 145698 | 145698 | INR One Lakh Forty Five Thousand Six Hundred & Ninety Eight Only | 736 | 832.56
25 | 125 mm. thick brick work with 1st class bricks in cement mortar (1:4). First floor | BI01010001010000000000000515BI0100001136 | 150 | Sqm | 846.14 |  |  | Excess(+) | 1 | Full Conversion | INR | [40 empty] | 126921 | 126921 | INR One Lakh Twenty Six Thousand Nine Hundred & Twenty One Only | 748 | 846.14
26 | 125 mm. thick brick work with 1st class bricks in cement mortar (1:4). Second floor | BI01010001010000000000000515BI0100001137 | 5 | Sqm | 859.71 |  |  | Excess(+) | 1 | Full Conversion | INR | [40 empty] | 4298.55 | 4298.55 | INR Four Thousand Two Hundred & Ninety Eight and Paise Fifty Five Only | 760 | 859.71
27 | (b) 75 mm. thick brick work with 1st class bricks set in cement, sand mortar(1:3) in ground floor including H.B. netting in every alternate layers. Ground Floor | BI01010001010000000000000515BI0100001138 | 25 | Sqm | 622.16 |  |  | Excess(+) | 1 | Full Conversion | INR | [40 empty] | 15554 | 15554 | INR Fifteen Thousand Five Hundred & Fifty Four Only | 550 | 622.16
28 | (b) 75 mm. thick brick work with 1st class bricks set in cement, sand mortar(1:3) in ground floor including H.B. netting in every alternate layers. First Floor | BI01010001010000000000000515BI0100001139 | 48 | Sqm | 635.73 |  |  | Excess(+) | 1 | Full Conversion | INR | [40 empty] | 30515.04 | 30515.04 | INR Thirty Thousand Five Hundred & Fifteen and Paise Four Only | 562 | 635.73
29 | (b) 75 mm. thick brick work with 1st class bricks set in cement, sand mortar(1:3) in ground floor including H.B. netting in every alternate layers. Second floor & mumty | BI01010001010000000000000515BI0100001140 | 22 | Sqm | 649.31 |  |  | Excess(+) | 1 | Full Conversion | INR | [40 empty] | 14284.82 | 14284.82 | INR Fourteen Thousand Two Hundred & Eighty Four and Paise Eighty Two Only | 574 | 649.31
30 | Ordinary Cement concrete (mix 1:2:4) with graded stone chips (6mm nominal size) excluding shuttering and reinforcement,if any, in gound floor as per relevant IS codes.for roof treatment | BI01010001010000000000000515BI0100001141 | 11 | Cum | 6163.91 |  |  | Excess(+) | 1 | Full Conversion | INR | [40 empty] | 67803.01 | 67803.01 | INR Sixty Seven Thousand Eight Hundred & Three and Paise One Only | 5449 | 6163.91
31 | Applying 2 coats of Non-Toxic Acrylic Polymer modified Paint having adhesive & waterproofing properties by mixing in proportion (1 liquid: 4 cementitious material) or as per manufacturer's specification for water proofing layer in water tank etc. (No Departmental Cement is required) | BI01010001010000000000000515BI0100001142 | 196 | Sqm | 291.85 |  |  | Excess(+) | 1 | Full Conversion | INR | [40 empty] | 57202.6 | 57202.6 | INR Fifty Seven Thousand Two Hundred & Two and Paise Sixty Only | 258 | 291.85
32 | Supplying dividing strip fitted and fixed with cement mortar (1:3) in mosaic or patent stone floor, dado etc. complete as per direction of the Engineer-in-charge.(i) Glass - 3mm. Thick.(b) 25 mm. wide strip | BI01010001010000000000000515BI0100001143 | 160 | Mtr. | 19.23 |  |  | Excess(+) | 1 | Full Conversion | INR | [40 empty] | 3076.8 | 3076.8 | INR Three Thousand &Seventy Six and Paise Eighty Only | 17 | 19.23
33 | Labour for Chipping of concrete surface before taking up Plastering work. | BI01010001010000000000000515BI0100001144 | 1060 | Sqm | 23.76 |  |  | Excess(+) | 1 | Full Conversion | INR | [40 empty] | 25185.6 | 25185.6 | INR Twenty Five Thousand One Hundred & Eighty Five and Paise Sixty Only | 21 | 23.76
34 | Plaster (to wall, floor, ceiling etc.) with sand and cement mortar including rounding off or chamfering corners as directed and raking out joints including throating, nosing and drip course, scaffolding/staging where necessary (Ground floor).[Excluding cost of chipping over concrete surface] With 1:4 cement mortar - 20 mm thick plaster- Ground to First floor level | BI01010001010000000000000515BI0100001145 | 250 | Sqm | 219.45 |  |  | Excess(+) | 1 | Full Conversion | INR | [40 empty] | 54862.5 | 54862.5 | INR Fifty Four Thousand Eight Hundred & Sixty Two and Paise Fifty Only | 194 | 219.45
35 | Plaster (to wall, floor, ceiling etc.) with sand and cement mortar including rounding off or chamfering corners as directed and raking out joints including throating, nosing and drip course, scaffolding/staging where necessary (Ground floor).[Excluding cost of chipping over concrete surface] With 1:4 cement mortar - 20 mm thick plaster- First to Second floor level | BI01010001010000000000000515BI0100001146 | 250 | Sqm | 223.98 |  |  | Excess(+) | 1 | Full Conversion | INR | [40 empty] | 55995 | 55995 | INR Fifty Five Thousand Nine Hundred & Ninety Five Only | 198 | 223.98
36 | Plaster (to wall, floor, ceiling etc.) with sand and cement mortar including rounding off or chamfering corners as directed and raking out joints including throating, nosing and drip course, scaffolding/staging where necessary (Ground floor).[Excluding cost of chipping over concrete surface] With 1:4 cement mortar - 20 mm thick plaster- Second to third floor level | BI01010001010000000000000515BI0100001147 | 190 | Sqm | 228.5 |  |  | Excess(+) | 1 | Full Conversion | INR | [40 empty] | 43415 | 43415 | INR Forty Three Thousand Four Hundred & Fifteen Only | 202 | 228.5
37 | Extra for fluted, corrugated or ribbed plaster (over rate of corresponding rate of plaster). (Cement 0.135 Cu.m/100Sq.m) | BI01010001010000000000000515BI0100001148 | 90 | Sqm | 46.38 |  |  | Excess(+) | 1 | Full Conversion | INR | [40 empty] | 4174.2 | 4174.2 | INR Four Thousand One Hundred & Seventy Four and Paise Twenty Only | 41 | 46.38
38 | Plaster (to wall, floor, ceiling etc.) with sand and cement mortar including rounding off or chamfering corners as directed and raking out joints including throating, nosing and drip course, scaffolding/staging where necessary (Ground floor).[Excluding cost of chipping over concrete surface] (i) With 1:6 cement mortar - 15 mm thick plaster Ground to First floor level | BI01010001010000000000000515BI0100001149 | 625 | Sqm | 170.81 |  |  | Excess(+) | 1 | Full Conversion | INR | [40 empty] | 106756.25 | 106756.25 | INR One Lakh Six Thousand Seven Hundred & Fifty Six and Paise Twenty Five Only | 151 | 170.81
39 | Plaster (to wall, floor, ceiling etc.) with sand and cement mortar including rounding off or chamfering corners as directed and raking out joints including throating, nosing and drip course, scaffolding/staging where necessary (Ground floor).[Excluding cost of chipping over concrete surface] (i) With 1:6 cement mortar - 15 mm thick plaster First to Second floor level | BI01010001010000000000000515BI0100001150 | 540 | Sqm | 175.34 |  |  | Excess(+) | 1 | Full Conversion | INR | [40 empty] | 94683.6 | 94683.6 | INR Ninety Four Thousand Six Hundred & Eighty Three and Paise Sixty Only | 155 | 175.34
40 | Plaster (to wall, floor, ceiling etc.) with sand and cement mortar including rounding off or chamfering corners as directed and raking out joints including throating, nosing and drip course, scaffolding/staging where necessary (Ground floor).[Excluding cost of chipping over concrete surface] (i) With 1:6 cement mortar - 15 mm thick plaster Second to third floor level | BI01010001010000000000000515BI0100001151 | 48 | Sqm | 179.86 |  |  | Excess(+) | 1 | Full Conversion | INR | [40 empty] | 8633.28 | 8633.28 | INR Eight Thousand Six Hundred & Thirty Three and Paise Twenty Eight Only | 159 | 179.86
41 | Plaster (to wall, floor, ceiling etc.) with sand and cement mortar including rounding off or chamfering corners as directed and raking out joints including throating, nosing and drip course, scaffolding/staging where necessary (Ground floor).[Excluding cost of chipping over concrete surface] With 1:4 cement mortar - 10 mm thick plaster Ground to First floor level | BI01010001010000000000000515BI0100001152 | 190 | Sqm | 150.45 |  |  | Excess(+) | 1 | Full Conversion | INR | [40 empty] | 28585.5 | 28585.5 | INR Twenty Eight Thousand Five Hundred & Eighty Five and Paise Fifty Only | 133 | 150.45
42 | Plaster (to wall, floor, ceiling etc.) with sand and cement mortar including rounding off or chamfering corners as directed and raking out joints including throating, nosing and drip course, scaffolding/staging where necessary (Ground floor).[Excluding cost of chipping over concrete surface] With 1:4 cement mortar - 10 mm thick plaster First to Second floor level | BI01010001010000000000000515BI0100001153 | 190 | Sqm | 154.97 |  |  | Excess(+) | 1 | Full Conversion | INR | [40 empty] | 29444.3 | 29444.3 | INR Twenty Nine Thousand Four Hundred & Forty Four and Paise Thirty Only | 137 | 154.97
43 | Plaster (to wall, floor, ceiling etc.) with sand and cement mortar including rounding off or chamfering corners as directed and raking out joints including throating, nosing and drip course, scaffolding/staging where necessary (Ground floor).[Excluding cost of chipping over concrete surface] With 1:4 cement mortar - 10 mm thick plaster Second to third floor level | BI01010001010000000000000515BI0100001154 | 18 | Sqm | 159.5 |  |  | Excess(+) | 1 | Full Conversion | INR | [40 empty] | 2871 | 2871 | INR Two Thousand Eight Hundred & Seventy One Only | 141 | 159.5
44 | Neat cement punning about 1.5mm thick in wall,dado,window sill,floor etc. NOTE:Cement 0.152 cu.m per100 sq.m | BI01010001010000000000000515BI0100001155 | 30 | Sqm | 38.46 |  |  | Excess(+) | 1 | Full Conversion | INR | [40 empty] | 1153.8 | 1153.8 | INR One Thousand One Hundred & Fifty Three and Paise Eighty Only | 34 | 38.46
45 | Applying Exterior grade Acrylic primer of approved quality and brand on plastered or cencrete surface old or new surface to receive decorative textured(matt finish) or smooth finish acrylic exterior emulsion paint including scraping and preparing the surface throughly, complete as per manufacturer's specification and as per direction of the EIC. Two coats (Page no: 158 & Item no: 15b) Ground to First floor level | BI01010001010000000000000515BI0100001156 | 195 | Sqm | 51.02 |  |  | Excess(+) | 1 | Full Conversion | INR | [40 empty] | 9948.9 | 9948.9 | INR Nine Thousand Nine Hundred & Forty Eight and Paise Ninety Only | 45.1 | 51.02
46 | Applying Exterior grade Acrylic primer of approved quality and brand on plastered or cencrete surface old or new surface to receive decorative textured(matt finish) or smooth finish acrylic exterior emulsion paint including scraping and preparing the surface throughly, complete as per manufacturer's specification and as per direction of the EIC. Two coats (Page no: 158 & Item no: 15b) First to Second floor level | BI01010001010000000000000515BI0100001157 | 210 | Sqm | 51.82 |  |  | Excess(+) | 1 | Full Conversion | INR | [40 empty] | 10882.2 | 10882.2 | INR Ten Thousand Eight Hundred & Eighty Two and Paise Twenty Only | 45.81 | 51.82
47 | Applying Exterior grade Acrylic primer of approved quality and brand on plastered or cencrete surface old or new surface to receive decorative textured(matt finish) or smooth finish acrylic exterior emulsion paint including scraping and preparing the surface throughly, complete as per manufacturer's specification and as per direction of the EIC. Two coats (Page no: 158 & Item no: 15b) Second to third floor level | BI01010001010000000000000515BI0100001158 | 210 | Sqm | 52.62 |  |  | Excess(+) | 1 | Full Conversion | INR | [40 empty] | 11050.2 | 11050.2 | INR Eleven Thousand &Fifty and Paise Twenty Only | 46.52 | 52.62
48 | Protective and Decorative Acrylic exterior emulsion paint of approved quality, as per manufacturer's specification and as per direction of EIC to be applied over acrylic primer as required. The rate includes cost of material, labour, scaffolding and all incidental charges but excluding the cost of primer. (page no: 159, item no: 19 b) a) Normal Acrylic Emulsion Ground to First floor level | BI01010001010000000000000515BI0100001159 | 195 | Sqm | 75.79 |  |  | Excess(+) | 1 | Full Conversion | INR | [40 empty] | 14779.05 | 14779.05 | INR Fourteen Thousand Seven Hundred & Seventy Nine and Paise Five Only | 67 | 75.79
49 | Protective and Decorative Acrylic exterior emulsion paint of approved quality, as per manufacturer's specification and as per direction of EIC to be applied over acrylic primer as required. The rate includes cost of material, labour, scaffolding and all incidental charges but excluding the cost of primer. (page no: 159, item no: 19 b) a) Normal Acrylic Emulsion First to Second floor level | BI01010001010000000000000515BI0100001160 | 210 | Sqm | 76.59 |  |  | Excess(+) | 1 | Full Conversion | INR | [40 empty] | 16083.9 | 16083.9 | INR Sixteen Thousand &Eighty Three and Paise Ninety Only | 67.71 | 76.59
50 | Protective and Decorative Acrylic exterior emulsion paint of approved quality, as per manufacturer's specification and as per direction of EIC to be applied over acrylic primer as required. The rate includes cost of material, labour, scaffolding and all incidental charges but excluding the cost of primer. (page no: 159, item no: 19 b) a) Normal Acrylic Emulsion Second to third floor level | BI01010001010000000000000515BI0100001161 | 210 | Sqm | 77.4 |  |  | Excess(+) | 1 | Full Conversion | INR | [40 empty] | 16254 | 16254 | INR Sixteen Thousand Two Hundred & Fifty Four Only | 68.42 | 77.4
51 | Rendering the Surface of walls and ceiling with White Cement base WATER PROOF wall putty of approved make & brand.(1.5 mm thick) | BI01010001010000000000000515BI0100001162 | 1611 | Sqm | 138.01 |  |  | Excess(+) | 1 | Full Conversion | INR | [40 empty] | 222334.11 | 222334.11 | INR Two Lakh Twenty Two Thousand Three Hundred & Thirty Four and Paise Eleven Only | 122 | 138.01
52 | Applying Interior grade Acrylic Primer of approved quality and brand on plastered or cencrete surface old or new surface to receive Distemper/ Acrylic emulsion paint including scraping and preparing the surface throughly, complete as per manufacturer's specification and as per direction of the EIC. (b) Two Coats Solvent based interior grade Acrylic Primer | BI01010001010000000000000515BI0100001163 | 1611 | Sqm | 54.86 |  |  | Excess(+) | 1 | Full Conversion | INR | [40 empty] | 88379.46 | 88379.46 | INR Eighty Eight Thousand Three Hundred & Seventy Nine and Paise Forty Six Only | 48.5 | 54.86
53 | Acrylic Distemper to interior wall, ceiling with a coat of solvent based interior grade acrylic primer (as per manufacturer's specification) including cleaning and smoothning of surface. Two Coats | BI01010001010000000000000515BI0100001164 | 1611 | Sqm | 79.18 |  |  | Excess(+) | 1 | Full Conversion | INR | [40 empty] | 127558.98 | 127558.98 | INR One Lakh Twenty Seven Thousand Five Hundred & Fifty Eight and Paise Ninety Eight Only | 70 | 79.18
54 | (a) Priming one coat on timber or plastered surface with synthetic oil bound primer of approved quality including smoothening surfaces by sand papering etc. | BI01010001010000000000000515BI0100001165 | 90 | Sq.M | 42.99 |  |  | Excess(+) | 1 | Full Conversion | INR | [40 empty] | 3869.1 | 3869.1 | INR Three Thousand Eight Hundred & Sixty Nine and Paise Ten Only | 38 | 42.99
55 | (b) Priming one coat on steel or other metal surface with synthetic oil bound primer of approved quality including smoothening surfaces by sand papering etc. | BI01010001010000000000000515BI0100001166 | 95 | Sq.M | 32.8 |  |  | Excess(+) | 1 | Full Conversion | INR | [40 empty] | 3116 | 3116 | INR Three Thousand One Hundred & Sixteen Only | 29 | 32.8
56 | A) Painting with best quality synthetic enamel paint of approved make and brand including smoothening surface by sand papering etc. including using of approved putty etc. on the surface, if necessary : (a) On timber or plastered surface : With other than hi-gloss of approved quality-iv) Two coats (with any shade except white) | BI01010001010000000000000515BI0100001167 | 90 | Sq.M | 84.84 |  |  | Excess(+) | 1 | Full Conversion | INR | [40 empty] | 7635.6 | 7635.6 | INR Seven Thousand Six Hundred & Thirty Five and Paise Sixty Only | 75 | 84.84
57 | A) Painting with best quality synthetic enamel paint of approved make and brand including smoothening surface by sand papering etc. including using of approved putty etc. on the surface, if necessary : b) On steel or other metal surface :With other than hi-gloss of approved quality-Two coats (with any shade except white) | BI01010001010000000000000515BI0100001168 | 95 | Sq.M | 81.45 |  |  | Excess(+) | 1 | Full Conversion | INR | [40 empty] | 7737.75 | 7737.75 | INR Seven Thousand Seven Hundred & Thirty Seven and Paise Seventy Five Only | 72 | 81.45
58 | Supplying, fitting and fixing windows and ventilators with or without integrated grills conforming to IS 1038-1975 and manufactured from rolled steel sections conforming to IS 7452-1974 with non-friction projecting type, box type hinges, glazing clips, lugs locking bracket, handle plate etc,including hoisting in position, straightening if required, fixing lugs in cement concrete (1:2:4) with stone chips 20 mm down cutting holes and mending good damages to match with existing surface complete in all respect excluding glazing. In Ground floor Flash butt welded windows and ventilators (No shop priming will be allowed to facilitate Openable steel windows as per IS sizes with side hung shutters and horizotal glazing bars with/without fixed type ventilators.[The extra rate admissible for the openable portion only] | BI01010001010000000000000515BI0100001169 | 50 | Sq.M | 2487.51 |  |  | Excess(+) | 1 | Full Conversion | INR | [40 empty] | 124375.5 | 124375.5 | INR One Lakh Twenty Four Thousand Three Hundred & Seventy Five and Paise Fifty Only | 2199 | 2487.51
59 | Fixed type steel window | BI01010001010000000000000515BI0100001170 | 4 | Sq.M | 1705.85 |  |  | Excess(+) | 1 | Full Conversion | INR | [40 empty] | 6823.4 | 6823.4 | INR Six Thousand Eight Hundred & Twenty Three and Paise Forty Only | 1508 | 1705.85
60 | Supplying best Indian sheet glass panes set in putty and fitted and fixed with nails and putty complete. (In all floors for internal wall & upto 6 m height for external wall) 4mm thk | BI01010001010000000000000515BI0100001171 | 9 | Sq.M | 606.32 |  |  | Excess(+) | 1 | Full Conversion | INR | [40 empty] | 5456.88 | 5456.88 | INR Five Thousand Four Hundred & Fifty Six and Paise Eighty Eight Only | 536 | 606.32
61 | Two point nose steel handle including fitting and fixing. | BI01010001010000000000000515BI0100001172 | 110 | Nos. | 56.56 |  |  | Excess(+) | 1 | Full Conversion | INR | [40 empty] | 6221.6 | 6221.6 | INR Six Thousand Two Hundred & Twenty One and Paise Sixty Only | 50 | 56.56
62 | Steel peg stay 300 mm lomg | BI01010001010000000000000515BI0100001173 | 110 | Nos. | 39.59 |  |  | Excess(+) | 1 | Full Conversion | INR | [40 empty] | 4354.9 | 4354.9 | INR Four Thousand Three Hundred & Fifty Four and Paise Ninety Only | 35 | 39.59
63 | (a) M.S.or W.I. Ornamental grill of approved design joints continuously welded with M.S, W.I. Flats and bars of windows, railing etc. fitted and fixed with necessary screws and lugs in ground floor. - (Add extra @ 1% for each addl. floor upto 4th floor and @ 1.25% for each addl. floor above 4th floor) Grill weighing above 10 Kg./sq.mtr and up to 16 Kg./sq. mtr. Ground Floor | BI01010001010000000000000515BI0100001174 | 3 | Qntl | 11185.31 |  |  | Excess(+) | 1 | Full Conversion | INR | [40 empty] | 33555.93 | 33555.93 | INR Thirty Three Thousand Five Hundred & Fifty Five and Paise Ninety Three Only | 9888 | 11185.31
64 | (a) M.S.or W.I. Ornamental grill of approved design joints continuously welded with M.S, W.I. Flats and bars of windows, railing etc. fitted and fixed with necessary screws and lugs in ground floor. - (Add extra @ 1% for each addl. floor upto 4th floor and @ 1.25% for each addl. floor above 4th floor) Grill weighing above 10 Kg./sq.mtr and up to 16 Kg./sq. mtr. First Floor | BI01010001010000000000000515BI0100001175 | 3.5 | Qntl | 11297.16 |  |  | Excess(+) | 1 | Full Conversion | INR | [40 empty] | 39540.06 | 39540.06 | INR Thirty Nine Thousand Five Hundred & Forty and Paise Six Only | 9986.88 | 11297.16
65 | M.S. gate of Jail type as per approved design made of strong M.S. framework, intermediate stiffeners and round /square bars or angles. M.S. sheet (not less than 14 gauge ) gussets, ments ,fitting and fixing complete as per direction of the Engineer in charge. | BI01010001010000000000000515BI0100001176 | 3 | Qntl | 11413.81 |  |  | Excess(+) | 1 | Full Conversion | INR | [40 empty] | 34241.43 | 34241.43 | INR Thirty Four Thousand Two Hundred & Forty One and Paise Forty Three Only | 10090 | 11413.81
66 | Locking arrangement for Jail type doors including supplying fitting and fixing in position complete as per approved design. | BI01010001010000000000000515BI0100001177 | 30 | Kg | 462.66 |  |  | Excess(+) | 1 | Full Conversion | INR | [40 empty] | 13879.8 | 13879.8 | INR Thirteen Thousand Eight Hundred & Seventy Nine and Paise Eighty Only | 409 | 462.66
67 | Wood work in door and window frame fitted and fixed in position complete including a protective coat of painting at the contact surface of the frame exluding cost of concrete, Iron Butt Hinges and M.S clamps. (The quantum should be correted upto three decimals). Page 85; Item 1e Sal : Malayasian Ground to First floor level | BI01010001010000000000000515BI0100001178 | 0.35 | Cum | 94136.2 |  |  | Excess(+) | 1 | Full Conversion | INR | [40 empty] | 32947.67 | 32947.67 | INR Thirty Two Thousand Nine Hundred & Forty Seven and Paise Sixty Seven Only | 83218 | 94136.2
68 | Wood work in door and window frame fitted and fixed in position complete including a protective coat of painting at the contact surface of the frame exluding cost of concrete, Iron Butt Hinges and M.S clamps. (The quantum should be correted upto three decimals). Page 85; Item 1e Sal : Malayasian First to Second floor level | BI01010001010000000000000515BI0100001179 | 0.24 | Cum | 94362.44 |  |  | Excess(+) | 1 | Full Conversion | INR | [40 empty] | 22646.99 | 22646.99 | INR Twenty Two Thousand Six Hundred & Forty Six and Paise Ninety Nine Only | 83418 | 94362.44
69 | Supplying , fitting and fixing hinge cleat in position excluding the cost hinge and other fiffitngs. Page 90; Item 16 a) with 50mm iron Butt-hinge ii) Sal : Malayasian | BI01010001010000000000000515BI0100001180 | 20 | Each | 33.94 |  |  | Excess(+) | 1 | Full Conversion | INR | [40 empty] | 678.8 | 678.8 | INR Six Hundred & Seventy Eight and Paise Eighty Only | 30 | 33.94
70 | Supplying , fitting and fixing hinge cleat in position excluding the cost hinge and other fiffitngs. Page 90; Item 16 b) with 75mm iron Butt-hinge ii) Sal : Malayasian | BI01010001010000000000000515BI0100001181 | 10 | Each | 41.85 |  |  | Excess(+) | 1 | Full Conversion | INR | [40 empty] | 418.5 | 418.5 | INR Four Hundred & Eighteen and Paise Fifty Only | 37 | 41.85
71 | Iron butt hinges of approved quality fitted and fixed with steel screws, with ISI mark. 100mm. X 50mm. X 1.25mm. | BI01010001010000000000000515BI0100001182 | 48 | Each | 48.64 |  |  | Excess(+) | 1 | Full Conversion | INR | [40 empty] | 2334.72 | 2334.72 | INR Two Thousand Three Hundred & Thirty Four and Paise Seventy Two Only | 43 | 48.64
72 | Anodised aluminium barrel / tower / socket bolt (full covered) of approved manufactured from extruded section conforming to I.S. 204/74 fitted and fixed with cadmium plated screws: 225mm long x 10mm dia. bolt. | BI01010001010000000000000515BI0100001183 | 30 | Each | 95.02 |  |  | Excess(+) | 1 | Full Conversion | INR | [40 empty] | 2850.6 | 2850.6 | INR Two Thousand Eight Hundred & Fifty and Paise Sixty Only | 84 | 95.02
73 | Supplying, fitting and fixing M.S. clamps for door and window frame made of flat bent bar, end bifurcated with necessary screws etc. by cement concrete(1:2:4) as per direction. (Cost of concrete will be paid separately) c) 40mm X 6mm, 125mm Length | BI01010001010000000000000515BI0100001184 | 96 | Each | 22.62 |  |  | Excess(+) | 1 | Full Conversion | INR | [40 empty] | 2171.52 | 2171.52 | INR Two Thousand One Hundred & Seventy One and Paise Fifty Two Only | 20 | 22.62
74 | Supplying 'Godrej' mortice lock chromium plated with keys 6levers including fitting & fixing complete. | BI01010001010000000000000515BI0100001185 | 3 | Each | 2210.36 |  |  | Excess(+) | 1 | Full Conversion | INR | [40 empty] | 6631.08 | 6631.08 | INR Six Thousand Six Hundred & Thirty One and Paise Eight Only | 1954 | 2210.36
75 | Door stopper (Anodised aluminium) | BI01010001010000000000000515BI0100001186 | 17 | Each | 79.18 |  |  | Excess(+) | 1 | Full Conversion | INR | [40 empty] | 1346.06 | 1346.06 | INR One Thousand Three Hundred & Forty Six and Paise Six Only | 70 | 79.18
76 | Anodised aliminium D-type handle of approved quality manufactured from extruded section conforming to I.S. specification (I.S. 230/72) fitted and fixed complete: With continuous plate base (Hexagonal/ Round rod) (ii) 100 mm grip x 10 mm dia rod. | BI01010001010000000000000515BI0100001187 | 30 | Each | 78.05 |  |  | Excess(+) | 1 | Full Conversion | INR | [40 empty] | 2341.5 | 2341.5 | INR Two Thousand Three Hundred & Forty One and Paise Fifty Only | 69 | 78.05
77 | Supplying solid flush type doors of commercial quality, the timber frame consisting of top and bottom rails and side styles of well seasoned timber 65mm wide each and the entire frame fitted with 37.5mm wide battens places both ways in order to make the door of solid core and internal lipping with Garjan or similar wood veneers using phenol formaldehyde as glue etc. complete, including fitting, fixing shutters in position but excluding the cost of hinges and other fittings in ground floor.r: Page 120; Item 101 (a) 35 mm thick shutters (single leaf) Ground to First floor level | BI01010001010000000000000515BI0100001188 | 16 | Sqm | 3007.86 |  |  | Excess(+) | 1 | Full Conversion | INR | [40 empty] | 48125.76 | 48125.76 | INR Forty Eight Thousand One Hundred & Twenty Five and Paise Seventy Six Only | 2659 | 3007.86
78 | Supplying solid flush type doors of commercial quality, the timber frame consisting of top and bottom rails and side styles of well seasoned timber 65mm wide each and the entire frame fitted with 37.5mm wide battens places both ways in order to make the door of solid core and internal lipping with Garjan or similar wood veneers using phenol formaldehyde as glue etc. complete, including fitting, fixing shutters in position but excluding the cost of hinges and other fittings in ground floor.r: Page 120; Item 101 (a) 35 mm thick shutters (single leaf) First to Second floor level | BI01010001010000000000000515BI0100001189 | 14 | Sqm | 3023.7 |  |  | Excess(+) | 1 | Full Conversion | INR | [40 empty] | 42331.8 | 42331.8 | INR Forty Two Thousand Three Hundred & Thirty One and Paise Eighty Only | 2673 | 3023.7
79 | Supplying,fitting & fixing of 2-Track / 3-Track Aluminium sliding Window of all Aluminium sections viz. window frame (top,bottom &side frame), shutter (top, bottom, side &interlock member) made of aluminium alloyextrusions conforming to IS 733-1983 & IS1285-1975, annodised conforming to IS 1868-1983, fitted with all other accessories viz.PVC roller, EPDM gasket, maruti lock,screws etc. including labour charges for fitting & fixing of aluminium 2-track/3-track sliding window with fixing of glass (excluding cost of glass) all complete as per architectural drawings and direction of Engineer-in-charge. 10-12 Micron thickness Annodizing film | BI01010001010000000000000515BI0100001190 | 338 | KG | 506.78 |  |  | Excess(+) | 1 | Full Conversion | INR | [40 empty] | 171291.64 | 171291.64 | INR One Lakh Seventy One Thousand Two Hundred & Ninety One and Paise Sixty Four Only | 448 | 506.78
80 | Supplying, fitting & fixing fibre reinforced polymer (FRP) Composite door shutters as per approved design with glass fibre reinforced plastic moulded skins and a special sandwich core, so as to impart monolitaheic composite structure as per approved technology of Department of Science and Technology (DST) to satisfy IS:4020 door testing performance criteria.(i) 35 mm thick Ground Floor | BI01010001010000000000000515BI0100001191 | 6.3 | Sqm | 3125.51 |  |  | Excess(+) | 1 | Full Conversion | INR | [40 empty] | 19690.71 | 19690.71 | INR Nineteen Thousand Six Hundred & Ninety and Paise Seventy One Only | 2763 | 3125.51
81 | Supplying, fitting & fixing fibre reinforced polymer (FRP) Composite door shutters as per approved design with glass fibre reinforced plastic moulded skins and a special sandwich core, so as to impart monolitaheic composite structure as per approved technology of Department of Science and Technology (DST) to satisfy IS:4020 door testing performance criteria.(i) 35 mm thick First Floor | BI01010001010000000000000515BI0100001192 | 14.2 | Sqm | 3141.34 |  |  | Excess(+) | 1 | Full Conversion | INR | [40 empty] | 44607.03 | 44607.03 | INR Forty Four Thousand Six Hundred & Seven and Paise Three Only | 2777 | 3141.34
82 | Supplying, fitting and fixing fibre reinforced polymer (FRP) Composite door frame as per approved section with glass fibre reinforced plastic moulded skins and a special sandwich core, so as to impart monolitaheic composite structure as per approved technology of Department of Science and Technology (DST) to safisfy IS: 4020 door testing performance criteria. (ii) 66mm x 90mm | BI01010001010000000000000515BI0100001193 | 64.5 | Mtr. | 562.21 |  |  | Excess(+) | 1 | Full Conversion | INR | [40 empty] | 36262.55 | 36262.55 | INR Thirty Six Thousand Two Hundred & Sixty Two and Paise Fifty Five Only | 497 | 562.21
83 | Supplying bubble free float glass of approved make and brand conforming to IS: 2835-1987. iv) 5mm thick coloured / tinted / smoke glass. | BI01010001010000000000000515BI0100001194 | 52 | Sqm | 661.75 |  |  | Excess(+) | 1 | Full Conversion | INR | [40 empty] | 34411 | 34411 | INR Thirty Four Thousand Four Hundred & Eleven Only | 585 | 661.75
84 | 18 mm. to 22 mm. thick, kota stone slab set in 20 mm thick (avg) cement mortar (1:4) in floor, stair & lobby including pointing in cement slurry with admixture of pigment matching the stone shade, including grinding & polishing as per direction of Engineer - in - charge to match with the existing work. [Slurry for bedding @ 4.4 kg/Sq.m and pointing @2.0 kg/Sq.m].Using grey cement. - (Page no: 51 & Item no: 27) Ground Floor | BI01010001010000000000000515BI0100001195 | 168 | Sqm | 1158.35 |  |  | Excess(+) | 1 | Full Conversion | INR | [40 empty] | 194602.8 | 194602.8 | INR One Lakh Ninety Four Thousand Six Hundred & Two and Paise Eighty Only | 1024 | 1158.35
85 | 18 mm. to 22 mm. thick, kota stone slab set in 20 mm thick (avg) cement mortar (1:4) in floor, stair & lobby including pointing in cement slurry with admixture of pigment matching the stone shade, including grinding & polishing as per direction of Engineer - in - charge to match with the existing work. [Slurry for bedding @ 4.4 kg/Sq.m and pointing @2.0 kg/Sq.m].Using grey cement. - (Page no: 51 & Item no: 27) First floor | BI01010001010000000000000515BI0100001196 | 155 | Sqm | 1171.92 |  |  | Excess(+) | 1 | Full Conversion | INR | [40 empty] | 181647.6 | 181647.6 | INR One Lakh Eighty One Thousand Six Hundred & Forty Seven and Paise Sixty Only | 1036 | 1171.92
86 | 18 mm. to 22 mm. thick, kota stone slab set in 20 mm thick (avg) cement mortar (1:4) in floor, stair & lobby including pointing in cement slurry with admixture of pigment matching the stone shade, including grinding & polishing as per direction of Engineer - in - charge to match with the existing work. [Slurry for bedding @ 4.4 kg/Sq.m and pointing @2.0 kg/Sq.m].Using grey cement. - (Page no: 51 & Item no: 27) Second floor & mumty | BI01010001010000000000000515BI0100001197 | 20 | Sqm | 1185.5 |  |  | Excess(+) | 1 | Full Conversion | INR | [40 empty] | 23710 | 23710 | INR Twenty Three Thousand Seven Hundred & Ten Only | 1048 | 1185.5
87 | Supplying, fitting and fixing 18 mm. to 22 mm. thick kota stone slab in wall, dado in 15 mm thick [avg] cement mortar (1:3) including making suitable arrangement to hold the stone properly by brass / copper hooks including pointing in cement mortar (1:2) (1 cement : 2 marble dust) with admixture of pigments matching the stone shade, including grinding and polishing all complete as per direction of Engineer-in-charge including cost of materials, labour, scaffolding, staging, curing complete. Using cement slurry for bedding @4.4 kg/Sq.m and for jointing @1.8 kg/Sq.m] Ground | BI01010001010000000000000515BI0100001198 | 30 | Sqm | 1312.19 |  |  | Excess(+) | 1 | Full Conversion | INR | [40 empty] | 39365.7 | 39365.7 | INR Thirty Nine Thousand Three Hundred & Sixty Five and Paise Seventy Only | 1160 | 1312.19
88 | Supplying, fitting and fixing 18 mm. to 22 mm. thick kota stone slab in wall, dado in 15 mm thick [avg] cement mortar (1:3) including making suitable arrangement to hold the stone properly by brass / copper hooks including pointing in cement mortar (1:2) (1 cement : 2 marble dust) with admixture of pigments matching the stone shade, including grinding and polishing all complete as per direction of Engineer-in-charge including cost of materials, labour, scaffolding, staging, curing complete. Using cement slurry for bedding @4.4 kg/Sq.m and for jointing @1.8 kg/Sq.m] First floor | BI01010001010000000000000515BI0100001199 | 28 | Sqm | 1325.77 |  |  | Excess(+) | 1 | Full Conversion | INR | [40 empty] | 37121.56 | 37121.56 | INR Thirty Seven Thousand One Hundred & Twenty One and Paise Fifty Six Only | 1172 | 1325.77
89 | Supplying, fitting and fixing 18 mm. to 22 mm. thick kota stone slab in wall, dado in 15 mm thick [avg] cement mortar (1:3) including making suitable arrangement to hold the stone properly by brass / copper hooks including pointing in cement mortar (1:2) (1 cement : 2 marble dust) with admixture of pigments matching the stone shade, including grinding and polishing all complete as per direction of Engineer-in-charge including cost of materials, labour, scaffolding, staging, curing complete. Using cement slurry for bedding @4.4 kg/Sq.m and for jointing @1.8 kg/Sq.m] Second floor & mumty | BI01010001010000000000000515BI0100001200 | 6 | Sqm | 1339.34 |  |  | Excess(+) | 1 | Full Conversion | INR | [40 empty] | 8036.04 | 8036.04 | INR Eight Thousand &Thirty Six and Paise Four Only | 1184 | 1339.34
90 | Supplying and laying true to line and level Anti-Skid, Full Body, Homogeneous & Granular finish Vitrified Tiles conforming to IS:15622-2006 & IS 4457-2007 and testing shall be made in accordance with IS:13630 [Non- modular sizes for tiles with Skid resistance > 0.5, Mohr's hardness > 5.0, Staining resistance: Class-1, Water Absorption: E < 0.5%], MOR > 35 N/sq.mm in Internal area of building e.g. Toilet Block, Passage, Corridor, Accessible Open Terrace etc. set in 20 mm sand cement mortar (1:4) and 2 mm thick cement slurry at back side of tiles using cement @ 2.91 Kg./Sqm or using Polymerised Adhesive (6 mm thick layer applied directly over finished artificial stone floor/ Mosaic etc without any backing course) laid after application slurry using 1.75 Kg of cement per Sqm below mortar only, joints grouted with admixture of white cement and colouring pigment to match with colour of tiles/ epoxy grout materials of approved make as directed and removal of wax coating of top surface of tiles with warm water and polishing the tiles using soft and dry cloth upto mirror finish complete including the cost of materials, labour and all other incidental charges complete true to the manufacturer's specification and direction of Engineer-in-Charge. (White cement, synthetic adhesive and grout material to be supplied by the contractor).a) In Ground Floor: Sizes-300 mm x300mm x10 mm with breaking strength > 1200 N Ground Floor | BI01010001010000000000000515BI0100001201 | 16 | Sq.M | 1024.87 |  |  | Excess(+) | 1 | Full Conversion | INR | [40 empty] | 16397.92 | 16397.92 | INR Sixteen Thousand Three Hundred & Ninety Seven and Paise Ninety Two Only | 906 | 1024.87
91 | Supplying and laying true to line and level Anti-Skid, Full Body, Homogeneous & Granular finish Vitrified Tiles conforming to IS:15622-2006 & IS 4457-2007 and testing shall be made in accordance with IS:13630 [Non- modular sizes for tiles with Skid resistance > 0.5, Mohr's hardness > 5.0, Staining resistance: Class-1, Water Absorption: E < 0.5%], MOR > 35 N/sq.mm in Internal area of building e.g. Toilet Block, Passage, Corridor, Accessible Open Terrace etc. set in 20 mm sand cement mortar (1:4) and 2 mm thick cement slurry at back side of tiles using cement @ 2.91 Kg./Sqm or using Polymerised Adhesive (6 mm thick layer applied directly over finished artificial stone floor/ Mosaic etc without any backing course) laid after application slurry using 1.75 Kg of cement per Sqm below mortar only, joints grouted with admixture of white cement and colouring pigment to match with colour of tiles/ epoxy grout materials of approved make as directed and removal of wax coating of top surface of tiles with warm water and polishing the tiles using soft and dry cloth upto mirror finish complete including the cost of materials, labour and all other incidental charges complete true to the manufacturer's specification and direction of Engineer-in-Charge. (White cement, synthetic adhesive and grout material to be supplied by the contractor).a) In Ground Floor: Sizes-300 mm x300mm x10 mm with breaking strength > 1200 N First Floor | BI01010001010000000000000515BI0100001202 | 28 | Sq.M | 1038.44 |  |  | Excess(+) | 1 | Full Conversion | INR | [40 empty] | 29076.32 | 29076.32 | INR Twenty Nine Thousand &Seventy Six and Paise Thirty Two Only | 918 | 1038.44
92 | Supplying, fitting & fixing 1st quality Ceramic tiles in walls and floors to match with the existing work & 4 nos. of key stones (10mm) fixed with araldite at the back of each tile & finishing the joints with white cement mixed with colouring oxide if required to match the colour of tiles including roughening of concrete surface, if necessary or by synthetic adhesive & grout materials etc. (B) Wall. With Sand Cement Mortar (1:3) 15 mm thick & 2 mm thick cement slurry at back side of tiles using cement @ 2.91 Kg/Sq.m & joint filling using white cement slurry @ 0.20kg/Sq.m. (a) Area of each tile upto 0.09 Sq.m.(ii) Other than Coloured decorative including white Ground Floor | BI01010001010000000000000515BI0100001203 | 58 | Sqm | 1184.37 |  |  | Excess(+) | 1 | Full Conversion | INR | [40 empty] | 68693.46 | 68693.46 | INR Sixty Eight Thousand Six Hundred & Ninety Three and Paise Forty Six Only | 1047 | 1184.37
93 | Supplying, fitting & fixing 1st quality Ceramic tiles in walls and floors to match with the existing work & 4 nos. of key stones (10mm) fixed with araldite at the back of each tile & finishing the joints with white cement mixed with colouring oxide if required to match the colour of tiles including roughening of concrete surface, if necessary or by synthetic adhesive & grout materials etc. (B) Wall. With Sand Cement Mortar (1:3) 15 mm thick & 2 mm thick cement slurry at back side of tiles using cement @ 2.91 Kg/Sq.m & joint filling using white cement slurry @ 0.20kg/Sq.m. (a) Area of each tile upto 0.09 Sq.m.(ii) Other than Coloured decorative including white First Floor | BI01010001010000000000000515BI0100001204 | 114 | Sqm | 1190.02 |  |  | Excess(+) | 1 | Full Conversion | INR | [40 empty] | 135662.28 | 135662.28 | INR One Lakh Thirty Five Thousand Six Hundred & Sixty Two and Paise Twenty Eight Only | 1052 | 1190.02
94 | Collapsible gate with 40mm x 40mm x 6mm Tee as top and bottom guide rail, 20mm x 10mm x 2mm vertical channels 100mm apart in fully stretched position 20mm x 5mm M.S. flats as collapsible bracings properly rivetted and washered including 38mm steel rollers including locking arrangements, fitted and fixed in position with lugs set in cement concrete and including cutting necessary holes, chasing etc. in walls, floors etc. and making good damages complete. IN GROUND FLOOR | BI01010001010000000000000515BI0100001205 | 9.5 | Sqm | 4898.1 |  |  | Excess(+) | 1 | Full Conversion | INR | [40 empty] | 46531.95 | 46531.95 | INR Forty Six Thousand Five Hundred & Thirty One and Paise Ninety Five Only | 4330 | 4898.1
95 | 25mm. thick damp proof course with cement concrete with stone chips (1:1.5:3) [with graded stone aggregate 10 mm nominal size] and admixture of water proofing compound as per manufacturer's specification followed by two coat of polymer based paint, (1st coat after 4 to 5 days of concrete laying and 2 nd coat just before brick masonry work) as directed (cost of water proofing compound & polymer based paint to be paid separately).( Chequering not required over concrete or painted surface). [Note: - Waterproofing as per item NO 60, polymer based paint as per item 59 (a) of Section (C). | BI01010001010000000000000515BI0100001206 | 25 | Sqm | 214.93 |  |  | Excess(+) | 1 | Full Conversion | INR | [40 empty] | 5373.25 | 5373.25 | INR Five Thousand Three Hundred & Seventy Three and Paise Twenty Five Only | 190 | 214.93
96 | Supplying and laying true to line and level vitrified tiles of approved brand (size not less than 600 mm X 600 mm X 10 mm thick) in floor, skirting etc. set in 20 mm sand cement mortar (1:4) and 2 mm thick cement slurry back side of tiles using cement @ 2.91Kg./sqM or using polymerised adhesive (6 mm thick layer applied directly over finished artificial stone floor/Mosaic etc without any backing course) laid after application slurry using 1.75 Kg of cement per sqM below mortar only, joints grouted with admixture of white cement and colouring pigment to match with colour of tiles / epoxy grout materials of approved make as directed and removal of wax coating of top surface of tiles with warm water and polishing the tiles using soft and dry cloth upto mirror finish complete including the cost of materials, labour and all other incidental charges complete true to the manufacturer's specification and direction of Engineer-in-Charge. (White cement, synthetic adhesive and grout material to be supplied by the contractor).(I) With application slurry @1.75 kg/ Sq.m, 20 mm sand cement mortar (1:4) & 2 mm thick cement slurry at back side of tiles, 0.2 kg/ Sq.m white cement for joint filling with pigment.(B) Light Colour | BI01010001010000000000000515BI0100001207 | 14 | Sqm | 1453.59 |  |  | Excess(+) | 1 | Full Conversion | INR | [40 empty] | 20350.26 | 20350.26 | INR Twenty Thousand Three Hundred & Fifty and Paise Twenty Six Only | 1285 | 1453.59
97 | M.S. structural works in columns, beams etc. with simple rolled structural members (e.g. joists, angle, channel sections conforming to IS: 226, IS: 808 & SP (6)- 1964 connected to one another with bracket, gussets, cleats as per design, direction of Engineer-in- charge complete including cutting to requisite shape and length, fabrication with necessary bolting, metal arc welding conforming to IS: 816- 1956 & IS: 1995 using electrodes of approved make and brand conforming to IS:814- 1957, haulage, hoisting and erection all complete. The rate includes the cost of rolled steel section, consumables such as electrodes, gas and hire charge of all tools and plants and labour required for the work including all incidental chages such as electricity charges, labour insurance charges etc. Payment to be made on the basis of calculated weight of structural members only in finished work as per IS specified weight. Payment for gusset, bracket, cleat, rivets, bolts and nuts may be make by adding the actual weight of such items with the weight of finished structural members or 7% of weight for finished structural members,weighing not less than 22.5 Kg. / m. or 15 % of weight for finished structal members weighing less than 22.5 Kg. / m. may be increased allow for bracket, cleat, rivet, bolts and nuts etc. and no seperate payment being made for these items, as per direction of Engineer In Charge. The rates are considered for a height of erection 8m. / 2nd floor level from the ground. Add 1.5% extra over the rate for each additional floor or 4m. beyond initiial 8m. or part thereof.I) For structural members of specified sections weighing less than 22.5 Kg./m | BI01010001010000000000000515BI0100001208 | 0.04 | MT | 82128.51 |  |  | Excess(+) | 1 | Full Conversion | INR | [40 empty] | 3285.14 | 3285.14 | INR Three Thousand Two Hundred & Eighty Five and Paise Fourteen Only | 72603 | 82128.51
98 | Supplying 1.5mm thick M.S. sheet fitted and fixed on one or both faces of M.S./ W.I. gate etc. with point welding at not more than 150mm apart complete in all respect as per design including cost of all labour and materials | BI01010001010000000000000515BI0100001209 | 2.1 | Sqm | 1475.08 |  |  | Excess(+) | 1 | Full Conversion | INR | [40 empty] | 3097.67 | 3097.67 | INR Three Thousand &Ninety Seven and Paise Sixty Seven Only | 1304 | 1475.08
99 | Plinth Protection & Drain | BI01010001010000000000000515BI0100001210 | 68 | Mtr. | 2655.02 |  |  | Excess(+) | 1 | Full Conversion | INR | [40 empty] | 180541.36 | 180541.36 | INR One Lakh Eighty Thousand Five Hundred & Forty One and Paise Thirty Six Only | 2347.08 | 2655.02
100 | 80 mm thick interlocking designer concrete paver block M-40 grade for medium-traffic zone & utility cuts on arterial roads etc. as per IS: 15658-2006 (over 20-40 mm medium sand bed on 250mm thk WBM/ WMM base course & 250 mm thk bound gnaular/ granular sub-base course & filling the interstices of blocks with fine sand by brooming & subsequent watering including cost of sand for sand bed but excluding cost of base, sub-base course & subgrade preparation.) complete as per direction of Engineer-in-Charge.[Note: Subgrade CBR shouldnot be less than 5].Colour Decorative | BI01010001010000000000000515BI0100001211 | 216 | Sqm | 2123.26 |  |  | Excess(+) | 1 | Full Conversion | INR | [40 empty] | 458624.16 | 458624.16 | INR Four Lakh Fifty Eight Thousand Six Hundred & Twenty Four and Paise Sixteen Only | 1877 | 2123.26
101 | Sanitary & plumbing (Both external & internal) Supplying, fitting and fixing PVC pipes of approved makeof (medium duty) conforming to ASTMD - 1785 and threaded to match with GI Pipes as per IS : 1239 (Part - I). with all necessary accessories, specials viz. socket, bend, tee, union, cross, elbo, nipple, longscrew, reducing socket, reducing tee, short piece etc. fitted with holder bats clamps, including cutting pipes, making threads,fitting, fixing etc. complete in all respect including cost of all necessary fittings as required,jointing materials and two coats of painting with approved paint in any position above ground. (Payment will be made on the centre line measurements of total pipe line including all specials. No separate payment will be made for accesories, specials. Payment for painting will be made seperately) Supreem made (a) For Exposed Work -- PVC Pipes (Dia) 40 mm(Main Riser) | BI01010001010000000000000515BI0100001212 | 120 | Mtr. | 330.31 |  |  | Excess(+) | 1 | Full Conversion | INR | [40 empty] | 39637.2 | 39637.2 | INR Thirty Nine Thousand Six Hundred & Thirty Seven and Paise Twenty Only | 292 | 330.31
102 | Supplying, fitting and fixing PVC pipes of approved makeof (medium duty) conforming to ASTMD - 1785 and threaded to match with GI Pipes as per IS : 1239 (Part - I). with all necessary accessories, specials viz. socket, bend, tee, union, cross, elbo, nipple, longscrew, reducing socket, reducing tee, short piece etc. fitted with holder bats clamps, including cutting pipes, making threads,fitting, fixing etc. complete in all respect including cost of all necessary fittings as required,jointing materials and two coats of painting with approved paint in any position above ground. (Payment will be made on the centre line measurements of total pipe line including all specials. No separate payment will be made for accesories, specials. Payment for painting will be made seperately) Supreem made (a) For Exposed Work -- PVC Pipes (Dia) 32mm | BI01010001010000000000000515BI0100001213 | 85 | Mts | 266.96 |  |  | Excess(+) | 1 | Full Conversion | INR | [40 empty] | 22691.6 | 22691.6 | INR Twenty Two Thousand Six Hundred & Ninety One and Paise Sixty Only | 236 | 266.96
103 | Supplying, fitting and fixing PVC pipes of approved makeof (medium duty) conforming to ASTMD - 1785 and threaded to match with GI Pipes as per IS : 1239 (Part - I). with all necessary accessories, specials viz. socket, bend, tee, union, cross, elbo, nipple, longscrew, reducing socket, reducing tee, short piece etc. fitted with holder bats clamps, including cutting pipes, making threads,fitting, fixing etc. complete in all respect including cost of all necessary fittings as required,jointing materials and two coats of painting with approved paint in any position above ground. (Payment will be made on the centre line measurements of total pipe line including all specials. No separate payment will be made for accesories, specials. Payment for painting will be made seperately) Supreem made (a) For Exposed Work -- PVC Pipes (Dia) 20 mm(Internal) | BI01010001010000000000000515BI0100001214 | 30 | Mtr. | 145.92 |  |  | Excess(+) | 1 | Full Conversion | INR | [40 empty] | 4377.6 | 4377.6 | INR Four Thousand Three Hundred & Seventy Seven and Paise Sixty Only | 129 | 145.92
104 | Supplying, fitting and fixing PVC pipes of approved makeof (medium duty) conforming to ASTMD - 1785 and threaded to match with GI Pipes as per IS : 1239 (Part - I). with all necessary accessories, specials viz. socket, bend, tee, union, cross, elbo, nipple, longscrew, reducing socket, reducing tee, short piece etc. fitted with holder bats clamps, including cutting pipes, making threads,fitting, fixing etc. complete in all respect including cost of all necessary fittings as required,jointing materials and two coats of painting with approved paint in any position above ground. (Payment will be made on the centre line measurements of total pipe line including all specials. No separate payment will be made for accesories, specials. Payment for painting will be made seperately) Supreem made (a) For Exposed Work -- PVC Pipes (Dia) 25 mm(Vertical) | BI01010001010000000000000515BI0100001215 | 80 | Mtr. | 200.22 |  |  | Excess(+) | 1 | Full Conversion | INR | [40 empty] | 16017.6 | 16017.6 | INR Sixteen Thousand &Seventeen and Paise Sixty Only | 177 | 200.22
105 | Supplying, fitting and fixing PVC pipes of approved makeof (medium duty) conforming to ASTMD - 1785 and threaded to match with GI Pipes as per IS : 1239 (Part - I). with all necessary accessories, specials viz. socket, bend, tee, union, cross, elbo, nipple, longscrew, reducing socket, reducing tee, short piece etc. fitted with holder bats clamps, including cutting pipes, making threads,fitting, fixing etc. complete in all respect including cost of all necessary fittings as required,jointing materials and two coats of painting with approved paint in any position above ground. (Payment will be made on the centre line measurements of total pipe line including all specials. No separate payment will be made for accesories, specials. Payment for painting will be made seperately) Supreem made (a) For Concealed work 15 mm | BI01010001010000000000000515BI0100001216 | 35 | Mtr. | 154.97 |  |  | Excess(+) | 1 | Full Conversion | INR | [40 empty] | 5423.95 | 5423.95 | INR Five Thousand Four Hundred & Twenty Three and Paise Ninety Five Only | 137 | 154.97
106 | Supplying, fitting and fixing Peet's valve fullway gunmetal standard pattern best quality of approved brand bearing I.S.I. marking with fittings (tested to 21 kg per sq. cm.). 40mm | BI01010001010000000000000515BI0100001217 | 4 | Each | 1861.96 |  |  | Excess(+) | 1 | Full Conversion | INR | [40 empty] | 7447.84 | 7447.84 | INR Seven Thousand Four Hundred & Forty Seven and Paise Eighty Four Only | 1646 | 1861.96
107 | Supplying, fitting and fixing Peet's valve fullway gunmetal standard pattern best quality of approved brand bearing I.S.I. marking with fittings (tested to 21 kg per sq. cm.). 32 mm | BI01010001010000000000000515BI0100001218 | 6 | Each | 1423.05 |  |  | Excess(+) | 1 | Full Conversion | INR | [40 empty] | 8538.3 | 8538.3 | INR Eight Thousand Five Hundred & Thirty Eight and Paise Thirty Only | 1258 | 1423.05
108 | Supplying, fitting and fixing Peet's valve fullway gunmetal standard pattern best quality of approved brand bearing I.S.I. marking with fittings (tested to 21 kg per sq. cm.). 25 mm | BI01010001010000000000000515BI0100001219 | 10 | Each | 1031.65 |  |  | Excess(+) | 1 | Full Conversion | INR | [40 empty] | 10316.5 | 10316.5 | INR Ten Thousand Three Hundred & Sixteen and Paise Fifty Only | 912 | 1031.65
109 | Supplying, fitting and fixing Anglo-Indian W.C. in white glazed vitreous china ware of approved make complete in position with necessary bolts, nuts etc. Hindware/Parryware/Cera, made (a) With 'P' trap | BI01010001010000000000000515BI0100001220 | 7 | Each | 3511.24 |  |  | Excess(+) | 1 | Full Conversion | INR | [40 empty] | 24578.68 | 24578.68 | INR Twenty Four Thousand Five Hundred & Seventy Eight and Paise Sixty Eight Only | 3104 | 3511.24
110 | Supplying, fitting and fixing Shallow water closet Indian pattern (I.P.W.C.) of approved make in white vitreous chinaware in position (excluding cost of concrete for fixing). | BI01010001010000000000000515BI0100001221 | 1 | Each | 1100.66 |  |  | Excess(+) | 1 | Full Conversion | INR | [40 empty] | 1100.66 | 1100.66 | INR One Thousand One Hundred and Paise Sixty Six Only | 973 | 1100.66
111 | Supplying, fitting and fixing Closet seat of approved make with lid and C.P.hinges, rubber buffer and brass screws complete.(b) Anglo Indian (ii) Plastic (hallow type) white | BI01010001010000000000000515BI0100001222 | 7 | Each | 548.63 |  |  | Excess(+) | 1 | Full Conversion | INR | [40 empty] | 3840.41 | 3840.41 | INR Three Thousand Eight Hundred & Forty and Paise Forty One Only | 485 | 548.63
112 | Supplying, fitting and fixing 10 litre P.V.C. low-down cistern conforming to I.S. specification with P.V.C. fittings complete,C.I. brackets including two coats of painting to bracket etc.White | BI01010001010000000000000515BI0100001223 | 7 | Each | 1148.17 |  |  | Excess(+) | 1 | Full Conversion | INR | [40 empty] | 8037.19 | 8037.19 | INR Eight Thousand &Thirty Seven and Paise Nineteen Only | 1015 | 1148.17
113 | Supplying, fitting and fixing approved brand 32 mm dia. P.V.C. waste pipe, with coupling at one end fitted with necessary clamps. 1050 mm long | BI01010001010000000000000515BI0100001224 | 7 | Each | 102.94 |  |  | Excess(+) | 1 | Full Conversion | INR | [40 empty] | 720.58 | 720.58 | INR Seven Hundred & Twenty and Paise Fifty Eight Only | 91 | 102.94
114 | Supplying, fitting and fixing vitreous china best quality approved make wash basin with C.I. brackets on 75 mm X 75 mm wooden blocks, C.P. waste fittings of 32 mm dia., one approved quality brass C.P. pillar cock of 15 mm dia., C.P. chain with rubber plug of 32 mm dia., approved quality P.V.C. waste pipe with C.P. nut 32 mm dia., 900 mm long approved quality P.V.C. connection pipe with heavy brass C.P. nut including mending good all damages and painting the brackets with two coats of approved paint.(ii) 550 mm X 400 mm size | BI01010001010000000000000515BI0100001225 | 10 | Each | 2497.69 |  |  | Excess(+) | 1 | Full Conversion | INR | [40 empty] | 24976.9 | 24976.9 | INR Twenty Four Thousand Nine Hundred & Seventy Six and Paise Ninety Only | 2208 | 2497.69
115 | Supplying, fitting and fixing pedestal of approved make for wash basin (white) | BI01010001010000000000000515BI0100001226 | 10 | Each | 1693.41 |  |  | Excess(+) | 1 | Full Conversion | INR | [40 empty] | 16934.1 | 16934.1 | INR Sixteen Thousand Nine Hundred & Thirty Four and Paise Ten Only | 1497 | 1693.41
116 | Supplying, fitting and fixing towel rail with two brackets. (a) C.P. over brass 25 mm dia. and 600 mm long | BI01010001010000000000000515BI0100001227 | 15 | Each | 486.42 |  |  | Excess(+) | 1 | Full Conversion | INR | [40 empty] | 7296.3 | 7296.3 | INR Seven Thousand Two Hundred & Ninety Six and Paise Thirty Only | 430 | 486.42
117 | Supplying, fitting and fixing best quality Indian make mirror 5.5 mm thick with silvering as per I.S.I. specifications supported on fibre glass frame of any colour, frame size 550 mm X 400 mm | BI01010001010000000000000515BI0100001228 | 15 | Each | 693.43 |  |  | Excess(+) | 1 | Full Conversion | INR | [40 empty] | 10401.45 | 10401.45 | INR Ten Thousand Four Hundred & One and Paise Forty Five Only | 613 | 693.43
118 | Supplying ,fitting and fixing bib cock or stop cock. (e) PTMT (Polytetra methylene terephthalate)StopCock (Prayag or Equivalent) 15 mm | BI01010001010000000000000515BI0100001229 | 7 | Each | 174.2 |  |  | Excess(+) | 1 | Full Conversion | INR | [40 empty] | 1219.4 | 1219.4 | INR One Thousand Two Hundred & Nineteen and Paise Forty Only | 154 | 174.2
119 | Chromium plated Concealed stop cock (Equivalent to code no. 514(A) & model - tropical /sumthing special of ESSCO or similar brand | BI01010001010000000000000515BI0100001230 | 5 | Each | 762.43 |  |  | Excess(+) | 1 | Full Conversion | INR | [40 empty] | 3812.15 | 3812.15 | INR Three Thousand Eight Hundred & Twelve and Paise Fifteen Only | 674 | 762.43
120 | Chromium plated Bib cock with wall flange (Equivalent to code no. 5047 & model - Florentine of Jaquar or similar brand | BI01010001010000000000000515BI0100001231 | 14 | Each | 973.96 |  |  | Excess(+) | 1 | Full Conversion | INR | [40 empty] | 13635.44 | 13635.44 | INR Thirteen Thousand Six Hundred & Thirty Five and Paise Forty Four Only | 861 | 973.96
121 | Chromium plated angular stop cock with wall flange (Equivalent to code no. 5083 & model - Florentine of Jaquar or similar brand | BI01010001010000000000000515BI0100001232 | 10 | Each | 921.93 |  |  | Excess(+) | 1 | Full Conversion | INR | [40 empty] | 9219.3 | 9219.3 | INR Nine Thousand Two Hundred & Nineteen and Paise Thirty Only | 815 | 921.93
122 | Supplying, Fitting , Fixing approved brand P.V.C CONNECTOR white flexible , with both ends coupling with heavy brass C.P. Nut , 15 mm Dia 900 mm Long | BI01010001010000000000000515BI0100001233 | 8 | Each | 166.29 |  |  | Excess(+) | 1 | Full Conversion | INR | [40 empty] | 1330.32 | 1330.32 | INR One Thousand Three Hundred & Thirty and Paise Thirty Two Only | 147 | 166.29
123 | Supplying, fitting and fixing shower of approved brand and make. (I) Chromium plated round showr with revolving joint 100 mm dia with rubid cleaning system (equivalent to code no. 542(N) & model - tropical / sumthing special of ESSCO or similar brand | BI01010001010000000000000515BI0100001234 | 5 | Each | 511.3 |  |  | Excess(+) | 1 | Full Conversion | INR | [40 empty] | 2556.5 | 2556.5 | INR Two Thousand Five Hundred & Fifty Six and Paise Fifty Only | 452 | 511.3
124 | Supplying P.V.C. water storage tank of approved quality with closed top with lid (Black) - Multilayer.1500 litre capacity | BI01010001010000000000000515BI0100001235 | 2 | Each | 8868.61 |  |  | Excess(+) | 1 | Full Conversion | INR | [40 empty] | 17737.22 | 17737.22 | INR Seventeen Thousand Seven Hundred & Thirty Seven and Paise Twenty Two Only | 7840 | 8868.61
125 | Labour for hoisting plastic water storage tank.i) Upto 1500 litre capacity. | BI01010001010000000000000515BI0100001236 | 2 | Each | 157.24 |  |  | Excess(+) | 1 | Full Conversion | INR | [40 empty] | 314.48 | 314.48 | INR Three Hundred & Fourteen and Paise Forty Eight Only | 139 | 157.24
126 | Supply of UPVC pipes (B Type) and fittings conforming to IS-13592-1992 (A) (i) Single Socketed 3 Mtr. Length c) 110 mm | BI01010001010000000000000515BI0100001237 | 120 | Mtr. | 330.31 |  |  | Excess(+) | 1 | Full Conversion | INR | [40 empty] | 39637.2 | 39637.2 | INR Thirty Nine Thousand Six Hundred & Thirty Seven and Paise Twenty Only | 292 | 330.31
127 | Supply of UPVC pipes (B Type) and fittings conforming to IS-13592-1992 (A) (i) Single Socketed 3 Mtr. Length (c) 160 mm | BI01010001010000000000000515BI0100001238 | 25 | Mtr. | 617.64 |  |  | Excess(+) | 1 | Full Conversion | INR | [40 empty] | 15441 | 15441 | INR Fifteen Thousand Four Hundred & Forty One Only | 546 | 617.64
128 | Supply of UPVC pipes (B Type) and fittings conforming to IS-13592-1992 (B) Fittings (i) Door Tee (110 mm) | BI01010001010000000000000515BI0100001239 | 20 | Each | 220.58 |  |  | Excess(+) | 1 | Full Conversion | INR | [40 empty] | 4411.6 | 4411.6 | INR Four Thousand Four Hundred & Eleven and Paise Sixty Only | 195 | 220.58
129 | Supply of UPVC pipes (B Type) and fittings conforming to IS-13592-1992 (B) Fittings (ii)Bend 87.5 dig.(110 MM) | BI01010001010000000000000515BI0100001240 | 40 | Each | 135.74 |  |  | Excess(+) | 1 | Full Conversion | INR | [40 empty] | 5429.6 | 5429.6 | INR Five Thousand Four Hundred & Twenty Nine and Paise Sixty Only | 120 | 135.74
130 | Supply of UPVC pipes (B Type) and fittings conforming to IS-13592-1992 (B) Fittings (iii) Door Bend 110 mm | BI01010001010000000000000515BI0100001241 | 20 | Each | 166.29 |  |  | Excess(+) | 1 | Full Conversion | INR | [40 empty] | 3325.8 | 3325.8 | INR Three Thousand Three Hundred & Twenty Five and Paise Eighty Only | 147 | 166.29
131 | Supply of UPVC pipes (B Type) and fittings conforming to IS-13592-1992 (B) Fittings (iv) Vent Cowl 110 mm | BI01010001010000000000000515BI0100001242 | 6 | Each | 37.33 |  |  | Excess(+) | 1 | Full Conversion | INR | [40 empty] | 223.98 | 223.98 | INR Two Hundred & Twenty Three and Paise Ninety Eight Only | 33 | 37.33
132 | Supply of UPVC pipes (B Type) and fittings conforming to IS-13592-1992 (B) Fittings Pipe Clip 110 mm | BI01010001010000000000000515BI0100001243 | 50 | Each | 23.76 |  |  | Excess(+) | 1 | Full Conversion | INR | [40 empty] | 1188 | 1188 | INR One Thousand One Hundred & Eighty Eight Only | 21 | 23.76
133 | Labour for fitting and fixing U.P.V.C pipes for above ground work including cost of joining materials etc. fitting and fixing all necessary specials, cutting pipes,cutting holes in walls or R.C floor where necessary and mending good all damages excluding the cost of masonry or concrete work, if necessary but including the cost and fitting and fixing holder bat clamps (any floor) or for underground work including cutting trenches upto 1.5 mtr. and refilling the same complete as per direction of the Engineer - in - Charge.(payment will be made on centre line measurment of the total pipe line including specials) (A) Above ground (i) 110 mm | BI01010001010000000000000515BI0100001244 | 120 | Mtr. | 64.48 |  |  | Excess(+) | 1 | Full Conversion | INR | [40 empty] | 7737.6 | 7737.6 | INR Seven Thousand Seven Hundred & Thirty Seven and Paise Sixty Only | 57 | 64.48
134 | Labour for fitting and fixing U.P.V.C pipes for above ground work including cost of joining materials etc. fitting and fixing all necessary specials, cutting pipes,cutting holes in walls or R.C floor where necessary and mending good all damages excluding the cost of masonry or concrete work, if necessary but including the cost and fitting and fixing holder bat clamps (any floor) or for underground work including cutting trenches upto 1.5 mtr. and refilling the same complete as per direction of the Engineer - in - Charge.(payment will be made on centre line measurment of the total pipe line including specials) (B) Under ground (i) 160 mm | BI01010001010000000000000515BI0100001245 | 25 | Mtr. | 105.2 |  |  | Excess(+) | 1 | Full Conversion | INR | [40 empty] | 2630 | 2630 | INR Two Thousand Six Hundred & Thirty Only | 93 | 105.2
135 | Supplying, fitting and fixing C.I. round grating. (ii) 150 mm | BI01010001010000000000000515BI0100001246 | 14 | Each | 96.15 |  |  | Excess(+) | 1 | Full Conversion | INR | [40 empty] | 1346.1 | 1346.1 | INR One Thousand Three Hundred & Forty Six and Paise Ten Only | 85 | 96.15
136 | Supplying, fitting and fixing C.I. square jalli. (ii) 150 mm | BI01010001010000000000000515BI0100001247 | 14 | Each | 115.38 |  |  | Excess(+) | 1 | Full Conversion | INR | [40 empty] | 1615.32 | 1615.32 | INR One Thousand Six Hundred & Fifteen and Paise Thirty Two Only | 102 | 115.38
137 | Supplying fitting fixing PTMT smart shelf of approved make of size 300 mm | BI01010001010000000000000515BI0100001248 | 8 | Each | 252.26 |  |  | Excess(+) | 1 | Full Conversion | INR | [40 empty] | 2018.08 | 2018.08 | INR Two Thousand &Eighteen and Paise Eight Only | 223 | 252.26
138 | Suppling fitting fixing soap holder a)PTMT (Prayag or Equivelent) | BI01010001010000000000000515BI0100001249 | 16 | Each | 152.71 |  |  | Excess(+) | 1 | Full Conversion | INR | [40 empty] | 2443.36 | 2443.36 | INR Two Thousand Four Hundred & Forty Three and Paise Thirty Six Only | 135 | 152.71
139 | Constructing Inspection pit of inside measurement 600mm X 600mm X upto 600mm (depth) with 250 mm thick 1st. class brick work in cement mortar (1:4) on all sides, bottom of the pit consisting of 100 mm thick cement concrete (1:3:6) with stone chips over a layer of jhama brick flat soling,15 mm thick (1:4) cement plaster to inside walls and out-side walls upto G.L. and 20 mm.thick (1:4) plaster to bottom of the pit, providing necessary invert with cement concrete (1:3:6) with stone chips as per direction, neat cement finishing to entire internal surfaces, top of the pit covered with 100 mm thick R.C.C. slab (1:1.5:3) with stone chips and necessary reinforcements upto 1% and shuttering including 6 mm thick cement plaster (1:4) in all external surfaces of the slab and one 560 mm dia. R.C.C. manhole cover of approved make supplied, fitted and fixed in the slab with necessary fittings, necessary earthwork in excavation in all sorts of soil, filling sides of the pit with earth and removing spoils after work complete in all respect with all costs of labour and materials. | BI01010001010000000000000515BI0100001250 | 8 | Each | 8504.36 |  |  | Excess(+) | 1 | Full Conversion | INR | [40 empty] | 68034.88 | 68034.88 | INR Sixty Eight Thousand &Thirty Four and Paise Eighty Eight Only | 7518 | 8504.36
140 | Construction of septic tank of different capacities as per approved drawing with 1st class brick work in cement mortar (1:4) including two 560 mm dia. R.C.C. manhole cover(heavy type)of approved make supplied, fitted and fixed in the 100mm thick R.C.C (1:1.5:3) top slab with necessary fittings, 20mm thick cement plaster (4 : 1) with neat cement finish to the internal surfaces and 15 mm thick cement plaster (4 : 1) to outside wall upto 200 mm below G.L floor finished with 25 mm thick grey artificial stone over 100 mm thick R.C.C(1:1.5:3) bottom slab including supplying, fitting and fixing all necessry specials, fittings, S.W. tees, C.I. foot rest etc. including excavation earth in all sorts of soil, shoring, bailing out and pumping out water as necessary, ramming, dressing the bed and fefilling the sides of the tanks with earth, removing spoils, filling up the chamber with clear water, removing foreign materials from the chamber and including constructing attached inspection pit as per approved drawing and connecting all necessary pipes, joints etc. with internal plaster work and artificial stone flooring is to be done with admixture of water proofing compound @ 0.5% by weight of cement with all costs of labour and materials. For 50 users | BI01010001010000000000000515BI0100001251 | 1 | Each | 105847.52 |  |  | Excess(+) | 1 | Full Conversion | INR | [40 empty] | 105847.52 | 105847.52 | INR One Lakh Five Thousand Eight Hundred & Forty Seven and Paise Fifty Two Only | 93571 | 105847.52
141 | Construction of circular soak well 2.5 metre deep in all types of sandy soils with dry brick work upto 1.6 metre from the bottom having 150 mm intermediate cement brick work (1:4) band all round and cement brick work (1:4) upto 0.90 metre from top with 20mm thick cement plastering (1:4) to inside face upto the depth of cement brick work, 15mm thick cement plaster (1:4) on outer face from top of the well upto G.L. and 6 mm thick cement plaster (1:4) on top of the R.C.C. cover slab including filling bottom 1.00 metre of inside of the well with brick metal (50 mm to 63 mm size) including R.C.C. cover slab of 100 mm thick with cement conc (1:1.5:3) with stone chips with necessary reinforcement and shuttering including one 560 mm dia. R.C.C. manhole cover (heavy type)of approved make supplied, fitted and fixed in the cover slab with necessary fittings, making nacessary arrangements for pipe connections, excavation of well including shoring, dewatering and removing the exess earth from the premises as per direction complete in all respect with all costs of labour and materials. With 250 mm thick dry brick work and 250 mm thick cement brick work (6:1) and 1.00m inside dia.(SAIL/TATA/RINL) | BI01010001010000000000000515BI0100001252 | 1 | Each | 19069.77 |  |  | Excess(+) | 1 | Full Conversion | INR | [40 empty] | 19069.77 | 19069.77 | INR Nineteen Thousand &Sixty Nine and Paise Seventy Seven Only | 16858 | 19069.77
142 | Electrical Works (Schedule Item) Supply & Fixing 415V 125A TPN (LT) switch in suitable SS enclosure with HRC fuses on LS & NL on angle iron frame on wall incl. earthing attachment. | BI01010001010000000000000515BI0100001253 | 1 | Set | 8387.85 |  |  | Excess(+) | 1 | Full Conversion | INR | [40 empty] | 8387.85 | 8387.85 | INR Eight Thousand Three Hundred & Eighty Seven and Paise Eighty Five Only | 7415 | 8387.85
143 | Supply & Fixing 415V 125A Four pole on load change over switch in suitable SS enclosure (Make Havells) on angle iron frame on wall incl. earthing attachment. | BI01010001010000000000000515BI0100001254 | 1 | Each | 10977.16 |  |  | Excess(+) | 1 | Full Conversion | INR | [40 empty] | 10977.16 | 10977.16 | INR Ten Thousand Nine Hundred & Seventy Seven and Paise Sixteen Only | 9704 | 10977.16
144 | Supply & fixing double door 8 way Vertical TPNMCB DB (Seimens/Legrand) with IP 42/43 protection SS enclosure (cat no -607914) recessed in wall & mending good the damages to original finish incl. interconnection with suitable size of copper wire, neutral link & earthing attachment comprising of the following accessories (All Seimens/Legrand) a) 125A Four pole thermal magnetic MCCB --- 1 no b) 32A TP MCB --- 2 nos c) 6 to 32A SP MCB ---- 12 nos | BI01010001010000000000000515BI0100001255 | 1 | Set | 25105.85 |  |  | Excess(+) | 1 | Full Conversion | INR | [40 empty] | 25105.85 | 25105.85 | INR Twenty Five Thousand One Hundred & Five and Paise Eighty Five Only | 22194 | 25105.85
145 | Supply & Fixing (2+8) way SPN MCBDB (Legrand cat no- 607711) with IP-42/43 protection Concealed in wall & mending good the damages to original finish incl. Interconnection with suitable copper wire & nuetral link incl. earthing attachment comprising with the following (All Legrand): a) 40A DP MCB isolator & necy. connection --- 1 no b) 6 to 16A SP MCB as required breaking capacity 10KA & C characteristic ---- 8 nos | BI01010001010000000000000515BI0100001256 | 4 | Set | 4451.27 |  |  | Excess(+) | 1 | Full Conversion | INR | [40 empty] | 17805.08 | 17805.08 | INR Seventeen Thousand Eight Hundred & Five and Paise Eight Only | 3935 | 4451.27
146 | Supply & Fixing 415V 32A TPN switch (LT) in suitable SS enclosure with HRC fuses on LS & NL on angle iron frame on wall incl. earthing attachment of the following capacities: (Pump/Compound Ltg) | BI01010001010000000000000515BI0100001257 | 2 | Set | 3580.25 |  |  | Excess(+) | 1 | Full Conversion | INR | [40 empty] | 7160.5 | 7160.5 | INR Seven Thousand One Hundred & Sixty and Paise Fifty Only | 3165 | 3580.25
147 | Fixing the above Tube light fitting suspended 30 cm. Below the ceiling with 2 Nos. 20 mm dia E.I. conduit (14 SWG) support fixed with "L" type clamp fixed on ceiling with fastener & S/F connecting copper wire. | BI01010001010000000000000515BI0100001258 | 47 | Set | 242.08 |  |  | Excess(+) | 1 | Full Conversion | INR | [40 empty] | 11377.76 | 11377.76 | INR Eleven Thousand Three Hundred & Seventy Seven and Paise Seventy Six Only | 214 | 242.08
148 | Fixing the above Tube light fitting complete with all accessories directly on wall/ceiling/HW round block and suitable size of MS fastener. | BI01010001010000000000000515BI0100001259 | 27 | Set | 113.12 |  |  | Excess(+) | 1 | Full Conversion | INR | [40 empty] | 3054.24 | 3054.24 | INR Three Thousand &Fifty Four and Paise Twenty Four Only | 100 | 113.12
149 | Supply & Fixing multitune call bell on suitable board on wall | BI01010001010000000000000515BI0100001260 | 3 | Each | 346.15 |  |  | Excess(+) | 1 | Full Conversion | INR | [40 empty] | 1038.45 | 1038.45 | INR One Thousand &Thirty Eight and Paise Forty Five Only | 306 | 346.15
150 | Laying of the following XLPE Al armoured cable incl. 2 x 10 SWG G.I. Earth continuity conductor recessed in wall & mending good the damages to original finish:- a) 3.5 x 35 sq mm | BI01010001010000000000000515BI0100001261 | 60 | Mtr. | 143.66 |  |  | Excess(+) | 1 | Full Conversion | INR | [40 empty] | 8619.6 | 8619.6 | INR Eight Thousand Six Hundred & Nineteen and Paise Sixty Only | 127 | 143.66
151 | Laying of the following XLPE Al armoured cable incl. 2 x 10 SWG G.I. Earth continuity conductor recessed in wall & mending good the damages to original finish:- b) 2 x 6 sq mm | BI01010001010000000000000515BI0100001262 | 105 | Mtr. | 143.66 |  |  | Excess(+) | 1 | Full Conversion | INR | [40 empty] | 15084.3 | 15084.3 | INR Fifteen Thousand &Eighty Four and Paise Thirty Only | 127 | 143.66
152 | Laying of the XLPE Al armoured cable in underground trench 460mm wide x 760mm average depth. With brick protection on the top of the cable with 8 (eight) nos. bricks per mtr. Including filling the space between the brick & cable and also the trench with shifted soil. levelling up and restoring surface duly rammed. a) 4x6 sq mm | BI01010001010000000000000515BI0100001263 | 65 | Mtr. | 183.25 |  |  | Excess(+) | 1 | Full Conversion | INR | [40 empty] | 11911.25 | 11911.25 | INR Eleven Thousand Nine Hundred & Eleven and Paise Twenty Five Only | 162 | 183.25
153 | Laying of the XLPE Al armoured cable incl. 2 x 10 SWG G.I. Earth continuity conductor on wall by S/F MS saddles a) 4x6 sq mm | BI01010001010000000000000515BI0100001264 | 40 | Mtr. | 67.87 |  |  | Excess(+) | 1 | Full Conversion | INR | [40 empty] | 2714.8 | 2714.8 | INR Two Thousand Seven Hundred & Fourteen and Paise Eighty Only | 60 | 67.87
154 | Supply & laying medium gauge G.I.Pipe(ISI-Medium) for cable protection a) 50 mm dia | BI01010001010000000000000515BI0100001265 | 6 | Mtr. | 373.3 |  |  | Excess(+) | 1 | Full Conversion | INR | [40 empty] | 2239.8 | 2239.8 | INR Two Thousand Two Hundred & Thirty Nine and Paise Eighty Only | 330 | 373.3
155 | Supply & laying medium gauge G.I.Pipe(ISI-Medium) for cable protection b) 40 mm dia | BI01010001010000000000000515BI0100001266 | 6 | Mtr. | 278.28 |  |  | Excess(+) | 1 | Full Conversion | INR | [40 empty] | 1669.68 | 1669.68 | INR One Thousand Six Hundred & Sixty Nine and Paise Sixty Eight Only | 246 | 278.28
156 | Supply & fixing compression type gland with brass gland brass ring incl. socketing the ends off by crimping method incl. S/F solderless socket (Dowels make) & jointing ,materials etc. Of the following XLPE/A cable: a) 3.5 x 35 sq mm | BI01010001010000000000000515BI0100001267 | 3 | Set | 361.98 |  |  | Excess(+) | 1 | Full Conversion | INR | [40 empty] | 1085.94 | 1085.94 | INR One Thousand &Eighty Five and Paise Ninety Four Only | 320 | 361.98
157 | Supply & fixing compression type gland with brass gland brass ring incl. socketing the ends off by crimping method incl. S/F solderless socket (Dowels make) & jointing ,materials etc. Of the following XLPE/A cable: b) 4 x 6 sq mm | BI01010001010000000000000515BI0100001268 | 6 | Set | 200.22 |  |  | Excess(+) | 1 | Full Conversion | INR | [40 empty] | 1201.32 | 1201.32 | INR One Thousand Two Hundred & One and Paise Thirty Two Only | 177 | 200.22
158 | Supply & fixing compression type gland with brass gland brass ring incl. socketing the ends off by crimping method incl. S/F solderless socket (Dowels make) & jointing ,materials etc. Of the following XLPE/A cable: c) 2 x 6 sq mm | BI01010001010000000000000515BI0100001269 | 12 | Set | 113.12 |  |  | Excess(+) | 1 | Full Conversion | INR | [40 empty] | 1357.44 | 1357.44 | INR One Thousand Three Hundred & Fifty Seven and Paise Forty Four Only | 100 | 113.12
159 | Supply & drawing of 1.1 Kv grade single core stranded 'FR' Pvc insulated & unsheathed copper wire (brand appr by EIC) of the following sizes through alkathene pipe recessed in wall. a) 4x16+2x10 sq mm through 25mm Alka. Pipe (VTPN) | BI01010001010000000000000515BI0100001270 | 35 | Mtr. | 986.41 |  |  | Excess(+) | 1 | Full Conversion | INR | [40 empty] | 34524.35 | 34524.35 | INR Thirty Four Thousand Five Hundred & Twenty Four and Paise Thirty Five Only | 872 | 986.41
160 | Supply & drawing of 1.1 Kv grade single core stranded 'FR' Pvc insulated & unsheathed copper wire (brand appr by EIC) of the following sizes through alkathene pipe recessed in wall. b)2x6+1x4 sq mm through 19mm Alka.Pipe (SPNDB) | BI01010001010000000000000515BI0100001271 | 180 | Mtr. | 228.5 |  |  | Excess(+) | 1 | Full Conversion | INR | [40 empty] | 41130 | 41130 | INR Forty One Thousand One Hundred & Thirty Only | 202 | 228.5
161 | Supply & drawing of 1.1 Kv grade single core stranded 'FR' Pvc insulated & unsheathed copper wire (brand appr by EIC) of the following sizes through alkathene pipe recessed in wall. c)2x4+1x2.5 sq mm through 19mm Alka.Pipe (Computer) | BI01010001010000000000000515BI0100001272 | 60 | Mtr. | 178.73 |  |  | Excess(+) | 1 | Full Conversion | INR | [40 empty] | 10723.8 | 10723.8 | INR Ten Thousand Seven Hundred & Twenty Three and Paise Eighty Only | 158 | 178.73
162 | Supply & drawing of 1.1 Kv grade single core stranded 'FR' Pvc insulated & unsheathed copper wire (brand appr by EIC) of the following sizes through alkathene pipe recessed in wall. d) 2x2.5+1x1.5 sqmm through 19mm Alka.pipe (P.P & Com) | BI01010001010000000000000515BI0100001273 | 120 | Mtr. | 144.79 |  |  | Excess(+) | 1 | Full Conversion | INR | [40 empty] | 17374.8 | 17374.8 | INR Seventeen Thousand Three Hundred & Seventy Four and Paise Eighty Only | 128 | 144.79
163 | Supply & drawing of 1.1 Kv grade single core stranded 'FR' Pvc insulated & unsheathed copper wire (brand appr by EIC) of the following sizes through alkathene pipe recessed in wall. e) 3x1.5 sq mm through 19mm Alkathene pipe | BI01010001010000000000000515BI0100001274 | 40 | Mtr. | 140.27 |  |  | Excess(+) | 1 | Full Conversion | INR | [40 empty] | 5610.8 | 5610.8 | INR Five Thousand Six Hundred & Ten and Paise Eighty Only | 124 | 140.27
164 | Distn. wiring in 3 x 1.5 sqmm single core stranded 'FR' PVC insulated & unsheathed single core stranded copper wire (Gloster/Finolex/Havells) in 19 mm bore, 3 mm thick polythen pipe complete with all accessories embedded in wall to light/ fan/call bell points with Modular type switch (Brand approved by EIC) fixed on Modular GI switch board with top cover plate flushed in wall incl. mending good damages to original finish | BI01010001010000000000000515BI0100001275 | 114 | Pts | 1236.4 |  |  | Excess(+) | 1 | Full Conversion | INR | [40 empty] | 140949.6 | 140949.6 | INR One Lakh Forty Thousand Nine Hundred & Forty Nine and Paise Sixty Only | 1093 | 1236.4
165 | Distribution wiring in 1.1 KV grade 3 x 1.5 sq mm single core stranded 'FR' PVC insulated & unsheathed copper wire (brand approved by EIC) in 19mm bore, 3mm thickpolythene pipe complete with all accessories embedded in wall to 240 V 6A 5 pin plug point incl. S&F 240V 6A 3 pin modular type plug socket & modular type switch(Brand appr. by EIC) incl. S&F earth continuity wire fixed on 4 module GI switch board with 3/4 module top cover plate flushed in wall incl mending good damage to original finish. (on board) | BI01010001010000000000000515BI0100001276 | 24 | Pts | 281.67 |  |  | Excess(+) | 1 | Full Conversion | INR | [40 empty] | 6760.08 | 6760.08 | INR Six Thousand Seven Hundred & Sixty and Paise Eight Only | 249 | 281.67
166 | Distribution wiring in 1.1 KV grade 3 x 1.5 sq mm single core stranded 'FR' PVC insulated & unsheathed copper wire (brand approved by EIC) in 19mm bore, 3mm thickpolythene pipe complete with all accessories embedded in wall to 240 V 6A 5 pin plug point incl. S&F 2 nos 240V 6A 3 pin modular type plug socket & modular type switch(Brand appr. by EIC) incl. S&F earth continuity wire fixed on 8 module GI switch board with 7/8 module top cover plate flushed in wall incl mending good damage to original finish. (Ave run 4.5 mtr) | BI01010001010000000000000515BI0100001277 | 25 | Pts | 1453.59 |  |  | Excess(+) | 1 | Full Conversion | INR | [40 empty] | 36339.75 | 36339.75 | INR Thirty Six Thousand Three Hundred & Thirty Nine and Paise Seventy Five Only | 1285 | 1453.59
167 | Supply & fixing of Modular type computer plug / PP board of 12 module GI box with cover plate recessed in wall comprising of the following(All cabtree): a) 6/16A socket & 16A switch ---1 set b) 6A socket & 6A switch --- 3 sets | BI01010001010000000000000515BI0100001278 | 8 | Set | 1594.99 |  |  | Excess(+) | 1 | Full Conversion | INR | [40 empty] | 12759.92 | 12759.92 | INR Twelve Thousand Seven Hundred & Fifty Nine and Paise Ninety Two Only | 1410 | 1594.99
168 | Supply & fixing of Modular type 16A control switch of 2 module GI box with cover plate recessed in wall comprising of the following (All cabtree): a) 16A switch ---1 set | BI01010001010000000000000515BI0100001279 | 1 | Each | 377.82 |  |  | Excess(+) | 1 | Full Conversion | INR | [40 empty] | 377.82 | 377.82 | INR Three Hundred & Seventy Seven and Paise Eighty Two Only | 334 | 377.82
169 | Supply & Fixing 240 V, 25 A, 3 pin Modular type plug socket (Brand approved by EIC), without plug top and switch with 2 Module GI Modular type switch board with top cover plate flushed in wall and making necy. connections with PVC Cu wire and earth continuity wire | BI01010001010000000000000515BI0100001280 | 2 | Set | 399.31 |  |  | Excess(+) | 1 | Full Conversion | INR | [40 empty] | 798.62 | 798.62 | INR Seven Hundred & Ninety Eight and Paise Sixty Two Only | 353 | 399.31
170 | Supply & Fixing 240 V,25 A, 3 pin Modular type plug top with indicator (Crabtree) & necy. Connections.(For AC m/c) | BI01010001010000000000000515BI0100001281 | 2 | Set | 145.92 |  |  | Excess(+) | 1 | Full Conversion | INR | [40 empty] | 291.84 | 291.84 | INR Two Hundred & Ninety One and Paise Eighty Four Only | 129 | 145.92
171 | Supplying & Fixing of Box type fan clamp of 150mm dia & 80mm depth made of 16 SWG CRCA sheet with one end duly sealed by cover, properly welded, incl. S&F 12mm dia 600mm long MS rod duly bent at the centre position of rod to grip fan bobbin properly, incl. binding the rod and fan box with reinforcement by 22 SWG steel binding wire, incl. supply & covering the box with alkathene sheet, placed in order to prevent concrete from entering the box. | BI01010001010000000000000515BI0100001282 | 28 | Set | 210.4 |  |  | Excess(+) | 1 | Full Conversion | INR | [40 empty] | 5891.2 | 5891.2 | INR Five Thousand Eight Hundred & Ninety One and Paise Twenty Only | 186 | 210.4
172 | Supply & Fixing electronics step type, Moduler Socket type (2 module), Fan regulator (Cabtree) | BI01010001010000000000000515BI0100001283 | 28 | Set | 514.7 |  |  | Excess(+) | 1 | Full Conversion | INR | [40 empty] | 14411.6 | 14411.6 | INR Fourteen Thousand Four Hundred & Eleven and Paise Sixty Only | 455 | 514.7
173 | Earthing the the Installation by 50 mm dia G.I. Pipe (ISI -M) 3.64 mtr long & 1x4 SWG G.I.(Hot dip) wire (4 mtr long) with suitable nuts, bolts & washer etc. Incl S/F 15 mm dia GI protection pipe (1 mtr long) to be filled with bitumen partly under ground level & partly under ground level driven to an depth of 3.65 mtr below the ground level. | BI01010001010000000000000515BI0100001284 | 2 | Set | 1548.61 |  |  | Excess(+) | 1 | Full Conversion | INR | [40 empty] | 3097.22 | 3097.22 | INR Three Thousand &Ninety Seven and Paise Twenty Two Only | 1369 | 1548.61
174 | Supply & fixing earth busbar of galvanised (Hot dip) MS flat 25mm x 6mm on wall having clearance of 6mm from wall Incl providing drilled holes onthe busbar complete with nuts, bolts & washers spacing insulator etc. as required | BI01010001010000000000000515BI0100001285 | 1 | Mtr. | 176.47 |  |  | Excess(+) | 1 | Full Conversion | INR | [40 empty] | 176.47 | 176.47 | INR One Hundred & Seventy Six and Paise Forty Seven Only | 156 | 176.47
175 | Supplying & Fixing GI waterproof type looping cable box size 200x150x100 mm deep having 4 mm thick comprising of one 250V 15 A kit-kat fuse unit, one NL on porcelain insulator, one compression type brass cable gland for upto 2- core 16 sqmm PVC/A cable and having lined with rubber gasketted GI top cover with brass machine screws etc., earthing terminal with lug, on steel tubular pole near base, including S&F 40x6 mm thick, MS clamps with bolts, nuts etc. including painting with anticorrosive paint. | BI01010001010000000000000515BI0100001286 | 8 | Set | 596.14 |  |  | Excess(+) | 1 | Full Conversion | INR | [40 empty] | 4769.12 | 4769.12 | INR Four Thousand Seven Hundred & Sixty Nine and Paise Twelve Only | 527 | 596.14
176 | Supply & fixing 40mm dia GI (ISI-M) pipe of length 1.20 mtr long KMDA type Arm bracket thouroughly welded with 100mm dia 30 cm long vertical jacket with necy. tie support incl. S/F pole cap & painting as derection of the EIC. | BI01010001010000000000000515BI0100001287 | 8 | Set | 1123.28 |  |  | Excess(+) | 1 | Full Conversion | INR | [40 empty] | 8986.24 | 8986.24 | INR Eight Thousand Nine Hundred & Eighty Six and Paise Twenty Four Only | 993 | 1123.28
177 | Electrical Works (Non Schedule Item) Supply & Fixing 6 Module flush type with Starter, 25A DP MCB , Plug & top with Indicator (Make North-West).c) | BI01010001010000000000000515BI0100001288 | 2 | Set | 1143 |  |  | Excess(+) | 1 | Full Conversion | INR | [40 empty] | 2286 | 2286 | INR Two Thousand Two Hundred & Eighty Six Only
178 | SUPPLY OF 4ft. Long 18 watt LEDTube Light fittings(Make-crompton LTT 8-20-865 , IGP 131 LT 8-16) | BI01010001010000000000000515BI0100001289 | 36 | Set | 875 |  |  | Excess(+) | 1 | Full Conversion | INR | [40 empty] | 31500 | 31500 | INR Thirty One Thousand Five Hundred Only
179 | SUPPLY OF 4ft. Long twin 18 watt LEDTube Light fittings(Make-crompton LTT 8-20-865 , IGP 131 LT 8-16) | BI01010001010000000000000515BI0100001290 | 9 | Set | 1479 |  |  | Excess(+) | 1 | Full Conversion | INR | [40 empty] | 13311 | 13311 | INR Thirteen Thousand Three Hundred & Eleven Only
180 | SUPPLY OF 2ft. Long 8 watt LEDTube Light fittings(Make-crompton LTT 8-8 , IGP 131 LT 8-16) | BI01010001010000000000000515BI0100001291 | 10 | Set | 875 |  |  | Excess(+) | 1 | Full Conversion | INR | [40 empty] | 8750 | 8750 | INR Eight Thousand Seven Hundred & Fifty Only
181 | Supply & delevery of 1.1 Kv grade XLPE Aluminium armoured cable(make Gloster/Nicco/Havells) a) 3.5 x 35 sq mm | BI01010001010000000000000515BI0100001292 | 60 | Mtr. | 248 |  |  | Excess(+) | 1 | Full Conversion | INR | [40 empty] | 14880 | 14880 | INR Fourteen Thousand Eight Hundred & Eighty Only
182 | Supply & delevery of 1.1 Kv grade XLPE Aluminium armoured cable(make Gloster/Nicco/Havells) b) 4x6 sq mm | BI01010001010000000000000515BI0100001293 | 105 | Mtr. | 165 |  |  | Excess(+) | 1 | Full Conversion | INR | [40 empty] | 17325 | 17325 | INR Seventeen Thousand Three Hundred & Twenty Five Only
183 | Supply & delevery of 1.1 Kv grade XLPE Aluminium armoured cable(make Gloster/Nicco/Havells) c) 2 x 6 sq mm (For compound light) | BI01010001010000000000000515BI0100001294 | 110 | Mtr. | 117 |  |  | Excess(+) | 1 | Full Conversion | INR | [40 empty] | 12870 | 12870 | INR Twelve Thousand Eight Hundred & Seventy Only
184 | Supply & fixing of Ceiling Fan (Orient,New Bridge) complete with all acessaries Incl S/F copper flex wire a) 1200mm sweep | BI01010001010000000000000515BI0100001295 | 7 | Set | 2218 |  |  | Excess(+) | 1 | Full Conversion | INR | [40 empty] | 15526 | 15526 | INR Fifteen Thousand Five Hundred & Twenty Six Only
185 | Supply & fixing of Ceiling Fan (Orient,New Bridge) complete with all acessaries Incl S/F copper flex wire b) 1400mm sweep | BI01010001010000000000000515BI0100001296 | 21 | Set | 2358 |  |  | Excess(+) | 1 | Full Conversion | INR | [40 empty] | 49518 | 49518 | INR Forty Nine Thousand Five Hundred & Eighteen Only
186 | Supply & fixing of Ceiling Fan (Orient,New Bridge) complete with all acessaries Incl S/F copper flex wire c) 900mm sweep | BI01010001010000000000000515BI0100001297 | 2 | Set | 2144 |  |  | Excess(+) | 1 | Full Conversion | INR | [40 empty] | 4288 | 4288 | INR Four Thousand Two Hundred & Eighty Eight Only
187 | Supply & fixing of 400mm sweep wall bracket Fan occilating type (Orient- wall 45) complete with all acessaries Incl S/F necy copper flex wire. | BI01010001010000000000000515BI0100001298 | 1 | Set | 2320 |  |  | Excess(+) | 1 | Full Conversion | INR | [40 empty] | 2320 | 2320 | INR Two Thousand Three Hundred & Twenty Only
188 | Supply of Mirror optic surface mounted luminairies (Make philips, cat no -TCS 605 2x TLD 36 w EBE) incl S/F 2x TLD-36w tube lamp (Philips) | BI01010001010000000000000515BI0100001299 | 2 | Set | 3156 |  |  | Excess(+) | 1 | Full Conversion | INR | [40 empty] | 6312 | 6312 | INR Six Thousand Three Hundred & Twelve Only
189 | Supply & fixing only of the following Exhaust Fan (Make ;- E.P.C.) with louvre shutter after cutting wall & mening good the damages. a) 230 mm (9") sweep exhaust fan | BI01010001010000000000000515BI0100001300 | 4 | Set | 2497 |  |  | Excess(+) | 1 | Full Conversion | INR | [40 empty] | 9988 | 9988 | INR Nine Thousand Nine Hundred & Eighty Eight Only
190 | Supply & fixing only of the following Exhaust Fan (Make ;- E.P.C.) with louvre shutter after cutting wall & mening good the damages. b) 300 mm (12") sweep exhaust fan | BI01010001010000000000000515BI0100001301 | 1 | Set | 3480 |  |  | Excess(+) | 1 | Full Conversion | INR | [40 empty] | 3480 | 3480 | INR Three Thousand Four Hundred & Eighty Only
191 | Supply & fixing compact, ultra low enrgy, modern design utility Bulk Head light fitting with IP 65 protection (Make Crompton, Cat No. LBHE-10-CDL). | BI01010001010000000000000515BI0100001302 | 6 | Set | 1380 |  |  | Excess(+) | 1 | Full Conversion | INR | [40 empty] | 8280 | 8280 | INR Eight Thousand Two Hundred & Eighty Only
192 | Supply & fixing 9w LED Lamp (Philips) for batten point | BI01010001010000000000000515BI0100001303 | 18 | Set | 146 |  |  | Excess(+) | 1 | Full Conversion | INR | [40 empty] | 2628 | 2628 | INR Two Thousand Six Hundred & Twenty Eight Only
193 | Supply & delivery of 1.50 Ton capacity (3-Star) rating Split type Air Conditioning Machine (Make O-General/Mitsubisi) | BI01010001010000000000000515BI0100001304 | 2 | Set | 40000 |  |  | Excess(+) | 1 | Full Conversion | INR | [40 empty] | 80000 | 80000 | INR Eighty Thousand Only
194 | Supply & drawing copper Pipe with necessary insulation etc. complete | BI01010001010000000000000515BI0100001305 | 15 | Mtr. | 840 |  |  | Excess(+) | 1 | Full Conversion | INR | [40 empty] | 12600 | 12600 | INR Twelve Thousand Six Hundred Only
195 | Installation charge including Supply & fixing angle support, fastener etc. on wall & finally testing commisioninng to satisfactory operation | BI01010001010000000000000515BI0100001306 | 2 | Set | 2450 |  |  | Excess(+) | 1 | Full Conversion | INR | [40 empty] | 4900 | 4900 | INR Four Thousand Nine Hundred Only
196 | Supply of 72 Watt LED street light fitting (make Crompton cat no - LSTP-72-CDL) incl. S/F 72W CDMTT lamp (Crompton) | BI01010001010000000000000515BI0100001307 | 8 | Each | 7139 |  |  | Excess(+) | 1 | Full Conversion | INR | [40 empty] | 57112 | 57112 | INR Fifty Seven Thousand One Hundred & Twelve Only
197 | Supply of Single phase 240V 1 HP (0.74Kw) stainless steel bore well submersible Pump Motor set suitable for 150mm bore well having overall head of (20 mtr to 30 mtr) & discharge of (370 LPM to315 LPM). The discharge outlet size will be 50mm (1.5" inch) (Make KSB/Kirloskar) | BI01010001010000000000000515BI0100001308 | 1 | Set | 21068 |  |  | Excess(+) | 1 | Full Conversion | INR | [40 empty] | 21068 | 21068 | INR Twenty One Thousand &Sixty Eight Only
198 | Supply & Fixing of control panel suitable for 1-Phase 1 HP Submersible Pump motor set comprising of DOL starter, Dual Ammeter & Voltmeter indicator lamp to be fixed on wall incl making connection & necy. earthing attachment. (Make L&T/Crompton/KSB) | BI01010001010000000000000515BI0100001309 | 1 | Set | 3916 |  |  | Excess(+) | 1 | Full Conversion | INR | [40 empty] | 3916 | 3916 | INR Three Thousand Nine Hundred & Sixteen Only
199 | Supply & Laying 3 core 1.5 sqmm flat submersible cable (Finolex) . | BI01010001010000000000000515BI0100001310 | 50 | Mtr. | 108 |  |  | Excess(+) | 1 | Full Conversion | INR | [40 empty] | 5400 | 5400 | INR Five Thousand Four Hundred Only
200 | Supply & installation of G.I. pipe Vertical column pipe (Make TATA-M) pipe having heavy duty G.I. socket/elbow (TATA) incl cutting & threading as required a) 40mm dia (For & upto building) | BI01010001010000000000000515BI0100001311 | 70 | Mtr. | 415 |  |  | Excess(+) | 1 | Full Conversion | INR | [40 empty] | 29050 | 29050 | INR Twenty Nine Thousand &Fifty Only
201 | Supply & installation of G.I. pipe Vertical column pipe (Make TATA-M) pipe having heavy duty G.I. socket/elbow (TATA) incl cutting & threading as required b) 25mm dia | BI01010001010000000000000515BI0100001312 | 15 | Mtr. | 177 |  |  | Excess(+) | 1 | Full Conversion | INR | [40 empty] | 2655 | 2655 | INR Two Thousand Six Hundred & Fifty Five Only
202 | Supply & fixing 40mm dia Gun metal Non-Return valve(ISI) | BI01010001010000000000000515BI0100001313 | 1 | Each | 2088 |  |  | Excess(+) | 1 | Full Conversion | INR | [40 empty] | 2088 | 2088 | INR Two Thousand &Eighty Eight Only
203 | Supply & fixing 40 mm dia Gunmetal Peets Valve(ISI)(Tested 21 kg per cm) | BI01010001010000000000000515BI0100001314 | 4 | Each | 1590 |  |  | Excess(+) | 1 | Full Conversion | INR | [40 empty] | 6360 | 6360 | INR Six Thousand Three Hundred & Sixty Only
204 | Supply & fixing 65 mm x 50 mm dia G.I. Reducing socket | BI01010001010000000000000515BI0100001315 | 2 | Each | 117 |  |  | Excess(+) | 1 | Full Conversion | INR | [40 empty] | 234 | 234 | INR Two Hundred & Thirty Four Only
205 | Supply & fixing 40 mm dia G.I. Union | BI01010001010000000000000515BI0100001316 | 2 | Each | 122 |  |  | Excess(+) | 1 | Full Conversion | INR | [40 empty] | 244 | 244 | INR Two Hundred & Forty Four Only
206 | Labour charge for Testing & Lowering the submersible Monoblock Pump motor set with submersible cable along with the pipes into the U.G.R. after socketing the pipes step by step including arrangement for tools & Tackles & providing suitable manpower to satisfactory operation. | BI01010001010000000000000515BI0100001317 | 1 | item | 1050 |  |  | Excess(+) | 1 | Full Conversion | INR | [40 empty] | 1050 | 1050 | INR One Thousand &Fifty Only
Total in Figures | [51 empty] | 10247618.41 | 10247618.41 | INR One Crore Two Lakh Forty Seven Thousand Six Hundred & Eighteen and Paise Forty One Only
Quoted Rate in Figures |  |  |  | Select | [47 empty] | 0 | 0 | INR Zero Only
Quoted Rate in Words |  | INR Zero Only
Note on K15: gepadmin: 1. If you choose "Full Conversion" then Column BA (AMOUNT) and Column BB (TAXES) BOTH values will be convert based on selected Currency in (Column L). 2. If you choose "Partial Conversion" then Column BA (AMOUNT) only will be converted based on selected currency (Column L) and Column BB (TAXES) value (INR) will be added to the converted values.
Note on K16: gepadmin: 1. If you choose "Full Conversion" then Column BA (AMOUNT) and Column BB (TAXES) BOTH values will be convert based on selected Currency in (Column L). 2. If you choose "Partial Conversion" then Column BA (AMOUNT) only will be converted based on selected currency (Column L) and Column BB (TAXES) value (INR) will be added to the converted values.
Note on K18: gepadmin: 1. If you choose "Full Conversion" then Column BA (AMOUNT) and Column BB (TAXES) BOTH values will be convert based on selected Currency in (Column L). 2. If you choose "Partial Conversion" then Column BA (AMOUNT) only will be converted based on selected currency (Column L) and Column BB (TAXES) value (INR) will be added to the converted values.
Note on K13: gepadmin: 1. If you choose "Full Conversion" then Column BA (AMOUNT) and Column BB (TAXES) BOTH values will be convert based on selected Currency in (Column L). 2. If you choose "Partial Conversion" then Column BA (AMOUNT) only will be converted based on selected currency (Column L) and Column BB (TAXES) value (INR) will be added to the converted values.
Note on K46: gepadmin: 1. If you choose "Full Conversion" then Column BA (AMOUNT) and Column BB (TAXES) BOTH values will be convert based on selected Currency in (Column L). 2. If you choose "Partial Conversion" then Column BA (AMOUNT) only will be converted based on selected currency (Column L) and Column BB (TAXES) value (INR) will be added to the converted values.
Note on K60: gepadmin: 1. If you choose "Full Conversion" then Column BA (AMOUNT) and Column BB (TAXES) BOTH values will be convert based on selected Currency in (Column L). 2. If you choose "Partial Conversion" then Column BA (AMOUNT) only will be converted based on selected currency (Column L) and Column BB (TAXES) value (INR) will be added to the converted values.
Note on K77: gepadmin: 1. If you choose "Full Conversion" then Column BA (AMOUNT) and Column BB (TAXES) BOTH values will be convert based on selected Currency in (Column L). 2. If you choose "Partial Conversion" then Column BA (AMOUNT) only will be converted based on selected currency (Column L) and Column BB (TAXES) value (INR) will be added to the converted values.
Note on K102: gepadmin: 1. If you choose "Full Conversion" then Column BA (AMOUNT) and Column BB (TAXES) BOTH values will be convert based on selected Currency in (Column L). 2. If you choose "Partial Conversion" then Column BA (AMOUNT) only will be converted based on selected currency (Column L) and Column BB (TAXES) value (INR) will be added to the converted values.
Note on K113: gepadmin: 1. If you choose "Full Conversion" then Column BA (AMOUNT) and Column BB (TAXES) BOTH values will be convert based on selected Currency in (Column L). 2. If you choose "Partial Conversion" then Column BA (AMOUNT) only will be converted based on selected currency (Column L) and Column BB (TAXES) value (INR) will be added to the converted values.
Note on K116: gepadmin: 1. If you choose "Full Conversion" then Column BA (AMOUNT) and Column BB (TAXES) BOTH values will be convert based on selected Currency in (Column L). 2. If you choose "Partial Conversion" then Column BA (AMOUNT) only will be converted based on selected currency (Column L) and Column BB (TAXES) value (INR) will be added to the converted values.
Note on K118: gepadmin: 1. If you choose "Full Conversion" then Column BA (AMOUNT) and Column BB (TAXES) BOTH values will be convert based on selected Currency in (Column L). 2. If you choose "Partial Conversion" then Column BA (AMOUNT) only will be converted based on selected currency (Column L) and Column BB (TAXES) value (INR) will be added to the converted values.
Note on K126: gepadmin: 1. If you choose "Full Conversion" then Column BA (AMOUNT) and Column BB (TAXES) BOTH values will be convert based on selected Currency in (Column L). 2. If you choose "Partial Conversion" then Column BA (AMOUNT) only will be converted based on selected currency (Column L) and Column BB (TAXES) value (INR) will be added to the converted values.
Note on K151: gepadmin: 1. If you choose "Full Conversion" then Column BA (AMOUNT) and Column BB (TAXES) BOTH values will be convert based on selected Currency in (Column L). 2. If you choose "Partial Conversion" then Column BA (AMOUNT) only will be converted based on selected currency (Column L) and Column BB (TAXES) value (INR) will be added to the converted values.
Note on K153: gepadmin: 1. If you choose "Full Conversion" then Column BA (AMOUNT) and Column BB (TAXES) BOTH values will be convert based on selected Currency in (Column L). 2. If you choose "Partial Conversion" then Column BA (AMOUNT) only will be converted based on selected currency (Column L) and Column BB (TAXES) value (INR) will be added to the converted values.
Note on K156: gepadmin: 1. If you choose "Full Conversion" then Column BA (AMOUNT) and Column BB (TAXES) BOTH values will be convert based on selected Currency in (Column L). 2. If you choose "Partial Conversion" then Column BA (AMOUNT) only will be converted based on selected currency (Column L) and Column BB (TAXES) value (INR) will be added to the converted values.
Note on K164: gepadmin: 1. If you choose "Full Conversion" then Column BA (AMOUNT) and Column BB (TAXES) BOTH values will be convert based on selected Currency in (Column L). 2. If you choose "Partial Conversion" then Column BA (AMOUNT) only will be converted based on selected currency (Column L) and Column BB (TAXES) value (INR) will be added to the converted values.
Note on K184: gepadmin: 1. If you choose "Full Conversion" then Column BA (AMOUNT) and Column BB (TAXES) BOTH values will be convert based on selected Currency in (Column L). 2. If you choose "Partial Conversion" then Column BA (AMOUNT) only will be converted based on selected currency (Column L) and Column BB (TAXES) value (INR) will be added to the converted values.
Note on K201: gepadmin: 1. If you choose "Full Conversion" then Column BA (AMOUNT) and Column BB (TAXES) BOTH values will be convert based on selected Currency in (Column L). 2. If you choose "Partial Conversion" then Column BA (AMOUNT) only will be converted based on selected currency (Column L) and Column BB (TAXES) value (INR) will be added to the converted values.
Note on K205: gepadmin: 1. If you choose "Full Conversion" then Column BA (AMOUNT) and Column BB (TAXES) BOTH values will be convert based on selected Currency in (Column L). 2. If you choose "Partial Conversion" then Column BA (AMOUNT) only will be converted based on selected currency (Column L) and Column BB (TAXES) value (INR) will be added to the converted values.
Note on K14: gepadmin: 1. If you choose "Full Conversion" then Column BA (AMOUNT) and Column BB (TAXES) BOTH values will be convert based on selected Currency in (Column L). 2. If you choose "Partial Conversion" then Column BA (AMOUNT) only will be converted based on selected currency (Column L) and Column BB (TAXES) value (INR) will be added to the converted values.
Note on K55: gepadmin: 1. If you choose "Full Conversion" then Column BA (AMOUNT) and Column BB (TAXES) BOTH values will be convert based on selected Currency in (Column L). 2. If you choose "Partial Conversion" then Column BA (AMOUNT) only will be converted based on selected currency (Column L) and Column BB (TAXES) value (INR) will be added to the converted values.
Note on K52: gepadmin: 1. If you choose "Full Conversion" then Column BA (AMOUNT) and Column BB (TAXES) BOTH values will be convert based on selected Currency in (Column L). 2. If you choose "Partial Conversion" then Column BA (AMOUNT) only will be converted based on selected currency (Column L) and Column BB (TAXES) value (INR) will be added to the converted values.
Note on K61: gepadmin: 1. If you choose "Full Conversion" then Column BA (AMOUNT) and Column BB (TAXES) BOTH values will be convert based on selected Currency in (Column L). 2. If you choose "Partial Conversion" then Column BA (AMOUNT) only will be converted based on selected currency (Column L) and Column BB (TAXES) value (INR) will be added to the converted values.
Note on K73: gepadmin: 1. If you choose "Full Conversion" then Column BA (AMOUNT) and Column BB (TAXES) BOTH values will be convert based on selected Currency in (Column L). 2. If you choose "Partial Conversion" then Column BA (AMOUNT) only will be converted based on selected currency (Column L) and Column BB (TAXES) value (INR) will be added to the converted values.
Note on K80: gepadmin: 1. If you choose "Full Conversion" then Column BA (AMOUNT) and Column BB (TAXES) BOTH values will be convert based on selected Currency in (Column L). 2. If you choose "Partial Conversion" then Column BA (AMOUNT) only will be converted based on selected currency (Column L) and Column BB (TAXES) value (INR) will be added to the converted values.
Note on K87: gepadmin: 1. If you choose "Full Conversion" then Column BA (AMOUNT) and Column BB (TAXES) BOTH values will be convert based on selected Currency in (Column L). 2. If you choose "Partial Conversion" then Column BA (AMOUNT) only will be converted based on selected currency (Column L) and Column BB (TAXES) value (INR) will be added to the converted values.
Note on K94: gepadmin: 1. If you choose "Full Conversion" then Column BA (AMOUNT) and Column BB (TAXES) BOTH values will be convert based on selected Currency in (Column L). 2. If you choose "Partial Conversion" then Column BA (AMOUNT) only will be converted based on selected currency (Column L) and Column BB (TAXES) value (INR) will be added to the converted values.
Note on K100: gepadmin: 1. If you choose "Full Conversion" then Column BA (AMOUNT) and Column BB (TAXES) BOTH values will be convert based on selected Currency in (Column L). 2. If you choose "Partial Conversion" then Column BA (AMOUNT) only will be converted based on selected currency (Column L) and Column BB (TAXES) value (INR) will be added to the converted values.
Note on K106: gepadmin: 1. If you choose "Full Conversion" then Column BA (AMOUNT) and Column BB (TAXES) BOTH values will be convert based on selected Currency in (Column L). 2. If you choose "Partial Conversion" then Column BA (AMOUNT) only will be converted based on selected currency (Column L) and Column BB (TAXES) value (INR) will be added to the converted values.
Note on K112: gepadmin: 1. If you choose "Full Conversion" then Column BA (AMOUNT) and Column BB (TAXES) BOTH values will be convert based on selected Currency in (Column L). 2. If you choose "Partial Conversion" then Column BA (AMOUNT) only will be converted based on selected currency (Column L) and Column BB (TAXES) value (INR) will be added to the converted values.
Note on K121: gepadmin: 1. If you choose "Full Conversion" then Column BA (AMOUNT) and Column BB (TAXES) BOTH values will be convert based on selected Currency in (Column L). 2. If you choose "Partial Conversion" then Column BA (AMOUNT) only will be converted based on selected currency (Column L) and Column BB (TAXES) value (INR) will be added to the converted values.
Note on K127: gepadmin: 1. If you choose "Full Conversion" then Column BA (AMOUNT) and Column BB (TAXES) BOTH values will be convert based on selected Currency in (Column L). 2. If you choose "Partial Conversion" then Column BA (AMOUNT) only will be converted based on selected currency (Column L) and Column BB (TAXES) value (INR) will be added to the converted values.
Note on K133: gepadmin: 1. If you choose "Full Conversion" then Column BA (AMOUNT) and Column BB (TAXES) BOTH values will be convert based on selected Currency in (Column L). 2. If you choose "Partial Conversion" then Column BA (AMOUNT) only will be converted based on selected currency (Column L) and Column BB (TAXES) value (INR) will be added to the converted values.
Note on K123: gepadmin: 1. If you choose "Full Conversion" then Column BA (AMOUNT) and Column BB (TAXES) BOTH values will be convert based on selected Currency in (Column L). 2. If you choose "Partial Conversion" then Column BA (AMOUNT) only will be converted based on selected currency (Column L) and Column BB (TAXES) value (INR) will be added to the converted values.
Note on K130: gepadmin: 1. If you choose "Full Conversion" then Column BA (AMOUNT) and Column BB (TAXES) BOTH values will be convert based on selected Currency in (Column L). 2. If you choose "Partial Conversion" then Column BA (AMOUNT) only will be converted based on selected currency (Column L) and Column BB (TAXES) value (INR) will be added to the converted values.
Note on K135: gepadmin: 1. If you choose "Full Conversion" then Column BA (AMOUNT) and Column BB (TAXES) BOTH values will be convert based on selected Currency in (Column L). 2. If you choose "Partial Conversion" then Column BA (AMOUNT) only will be converted based on selected currency (Column L) and Column BB (TAXES) value (INR) will be added to the converted values.
Note on K141: gepadmin: 1. If you choose "Full Conversion" then Column BA (AMOUNT) and Column BB (TAXES) BOTH values will be convert based on selected Currency in (Column L). 2. If you choose "Partial Conversion" then Column BA (AMOUNT) only will be converted based on selected currency (Column L) and Column BB (TAXES) value (INR) will be added to the converted values.
Note on K147: gepadmin: 1. If you choose "Full Conversion" then Column BA (AMOUNT) and Column BB (TAXES) BOTH values will be convert based on selected Currency in (Column L). 2. If you choose "Partial Conversion" then Column BA (AMOUNT) only will be converted based on selected currency (Column L) and Column BB (TAXES) value (INR) will be added to the converted values.
Note on K150: gepadmin: 1. If you choose "Full Conversion" then Column BA (AMOUNT) and Column BB (TAXES) BOTH values will be convert based on selected Currency in (Column L). 2. If you choose "Partial Conversion" then Column BA (AMOUNT) only will be converted based on selected currency (Column L) and Column BB (TAXES) value (INR) will be added to the converted values.
Note on K165: gepadmin: 1. If you choose "Full Conversion" then Column BA (AMOUNT) and Column BB (TAXES) BOTH values will be convert based on selected Currency in (Column L). 2. If you choose "Partial Conversion" then Column BA (AMOUNT) only will be converted based on selected currency (Column L) and Column BB (TAXES) value (INR) will be added to the converted values.
Note on K166: gepadmin: 1. If you choose "Full Conversion" then Column BA (AMOUNT) and Column BB (TAXES) BOTH values will be convert based on selected Currency in (Column L). 2. If you choose "Partial Conversion" then Column BA (AMOUNT) only will be converted based on selected currency (Column L) and Column BB (TAXES) value (INR) will be added to the converted values.
Note on K167: gepadmin: 1. If you choose "Full Conversion" then Column BA (AMOUNT) and Column BB (TAXES) BOTH values will be convert based on selected Currency in (Column L). 2. If you choose "Partial Conversion" then Column BA (AMOUNT) only will be converted based on selected currency (Column L) and Column BB (TAXES) value (INR) will be added to the converted values.
Note on K171: gepadmin: 1. If you choose "Full Conversion" then Column BA (AMOUNT) and Column BB (TAXES) BOTH values will be convert based on selected Currency in (Column L). 2. If you choose "Partial Conversion" then Column BA (AMOUNT) only will be converted based on selected currency (Column L) and Column BB (TAXES) value (INR) will be added to the converted values.
Note on K172: gepadmin: 1. If you choose "Full Conversion" then Column BA (AMOUNT) and Column BB (TAXES) BOTH values will be convert based on selected Currency in (Column L). 2. If you choose "Partial Conversion" then Column BA (AMOUNT) only will be converted based on selected currency (Column L) and Column BB (TAXES) value (INR) will be added to the converted values.
Note on K180: gepadmin: 1. If you choose "Full Conversion" then Column BA (AMOUNT) and Column BB (TAXES) BOTH values will be convert based on selected Currency in (Column L). 2. If you choose "Partial Conversion" then Column BA (AMOUNT) only will be converted based on selected currency (Column L) and Column BB (TAXES) value (INR) will be added to the converted values.
Note on K182: gepadmin: 1. If you choose "Full Conversion" then Column BA (AMOUNT) and Column BB (TAXES) BOTH values will be convert based on selected Currency in (Column L). 2. If you choose "Partial Conversion" then Column BA (AMOUNT) only will be converted based on selected currency (Column L) and Column BB (TAXES) value (INR) will be added to the converted values.
Note on K190: gepadmin: 1. If you choose "Full Conversion" then Column BA (AMOUNT) and Column BB (TAXES) BOTH values will be convert based on selected Currency in (Column L). 2. If you choose "Partial Conversion" then Column BA (AMOUNT) only will be converted based on selected currency (Column L) and Column BB (TAXES) value (INR) will be added to the converted values.
Note on K195: gepadmin: 1. If you choose "Full Conversion" then Column BA (AMOUNT) and Column BB (TAXES) BOTH values will be convert based on selected Currency in (Column L). 2. If you choose "Partial Conversion" then Column BA (AMOUNT) only will be converted based on selected currency (Column L) and Column BB (TAXES) value (INR) will be added to the converted values.
Note on K206: gepadmin: 1. If you choose "Full Conversion" then Column BA (AMOUNT) and Column BB (TAXES) BOTH values will be convert based on selected Currency in (Column L). 2. If you choose "Partial Conversion" then Column BA (AMOUNT) only will be converted based on selected currency (Column L) and Column BB (TAXES) value (INR) will be added to the converted values.
Note on K210: gepadmin: 1. If you choose "Full Conversion" then Column BA (AMOUNT) and Column BB (TAXES) BOTH values will be convert based on selected Currency in (Column L). 2. If you choose "Partial Conversion" then Column BA (AMOUNT) only will be converted based on selected currency (Column L) and Column BB (TAXES) value (INR) will be added to the converted values.
Note on K17: gepadmin: 1. If you choose "Full Conversion" then Column BA (AMOUNT) and Column BB (TAXES) BOTH values will be convert based on selected Currency in (Column L). 2. If you choose "Partial Conversion" then Column BA (AMOUNT) only will be converted based on selected currency (Column L) and Column BB (TAXES) value (INR) will be added to the converted values.
Note on K47: gepadmin: 1. If you choose "Full Conversion" then Column BA (AMOUNT) and Column BB (TAXES) BOTH values will be convert based on selected Currency in (Column L). 2. If you choose "Partial Conversion" then Column BA (AMOUNT) only will be converted based on selected currency (Column L) and Column BB (TAXES) value (INR) will be added to the converted values.
Note on K25: gepadmin: 1. If you choose "Full Conversion" then Column BA (AMOUNT) and Column BB (TAXES) BOTH values will be convert based on selected Currency in (Column L). 2. If you choose "Partial Conversion" then Column BA (AMOUNT) only will be converted based on selected currency (Column L) and Column BB (TAXES) value (INR) will be added to the converted values.
Note on K37: gepadmin: 1. If you choose "Full Conversion" then Column BA (AMOUNT) and Column BB (TAXES) BOTH values will be convert based on selected Currency in (Column L). 2. If you choose "Partial Conversion" then Column BA (AMOUNT) only will be converted based on selected currency (Column L) and Column BB (TAXES) value (INR) will be added to the converted values.
Note on K53: gepadmin: 1. If you choose "Full Conversion" then Column BA (AMOUNT) and Column BB (TAXES) BOTH values will be convert based on selected Currency in (Column L). 2. If you choose "Partial Conversion" then Column BA (AMOUNT) only will be converted based on selected currency (Column L) and Column BB (TAXES) value (INR) will be added to the converted values.
Note on K54: gepadmin: 1. If you choose "Full Conversion" then Column BA (AMOUNT) and Column BB (TAXES) BOTH values will be convert based on selected Currency in (Column L). 2. If you choose "Partial Conversion" then Column BA (AMOUNT) only will be converted based on selected currency (Column L) and Column BB (TAXES) value (INR) will be added to the converted values.
Note on K75: gepadmin: 1. If you choose "Full Conversion" then Column BA (AMOUNT) and Column BB (TAXES) BOTH values will be convert based on selected Currency in (Column L). 2. If you choose "Partial Conversion" then Column BA (AMOUNT) only will be converted based on selected currency (Column L) and Column BB (TAXES) value (INR) will be added to the converted values.
Note on K88: gepadmin: 1. If you choose "Full Conversion" then Column BA (AMOUNT) and Column BB (TAXES) BOTH values will be convert based on selected Currency in (Column L). 2. If you choose "Partial Conversion" then Column BA (AMOUNT) only will be converted based on selected currency (Column L) and Column BB (TAXES) value (INR) will be added to the converted values.
Note on K92: gepadmin: 1. If you choose "Full Conversion" then Column BA (AMOUNT) and Column BB (TAXES) BOTH values will be convert based on selected Currency in (Column L). 2. If you choose "Partial Conversion" then Column BA (AMOUNT) only will be converted based on selected currency (Column L) and Column BB (TAXES) value (INR) will be added to the converted values.
Note on K96: gepadmin: 1. If you choose "Full Conversion" then Column BA (AMOUNT) and Column BB (TAXES) BOTH values will be convert based on selected Currency in (Column L). 2. If you choose "Partial Conversion" then Column BA (AMOUNT) only will be converted based on selected currency (Column L) and Column BB (TAXES) value (INR) will be added to the converted values.
Note on K107: gepadmin: 1. If you choose "Full Conversion" then Column BA (AMOUNT) and Column BB (TAXES) BOTH values will be convert based on selected Currency in (Column L). 2. If you choose "Partial Conversion" then Column BA (AMOUNT) only will be converted based on selected currency (Column L) and Column BB (TAXES) value (INR) will be added to the converted values.
Note on K125: gepadmin: 1. If you choose "Full Conversion" then Column BA (AMOUNT) and Column BB (TAXES) BOTH values will be convert based on selected Currency in (Column L). 2. If you choose "Partial Conversion" then Column BA (AMOUNT) only will be converted based on selected currency (Column L) and Column BB (TAXES) value (INR) will be added to the converted values.
Note on K131: gepadmin: 1. If you choose "Full Conversion" then Column BA (AMOUNT) and Column BB (TAXES) BOTH values will be convert based on selected Currency in (Column L). 2. If you choose "Partial Conversion" then Column BA (AMOUNT) only will be converted based on selected currency (Column L) and Column BB (TAXES) value (INR) will be added to the converted values.
Note on K137: gepadmin: 1. If you choose "Full Conversion" then Column BA (AMOUNT) and Column BB (TAXES) BOTH values will be convert based on selected Currency in (Column L). 2. If you choose "Partial Conversion" then Column BA (AMOUNT) only will be converted based on selected currency (Column L) and Column BB (TAXES) value (INR) will be added to the converted values.
Note on K149: gepadmin: 1. If you choose "Full Conversion" then Column BA (AMOUNT) and Column BB (TAXES) BOTH values will be convert based on selected Currency in (Column L). 2. If you choose "Partial Conversion" then Column BA (AMOUNT) only will be converted based on selected currency (Column L) and Column BB (TAXES) value (INR) will be added to the converted values.
Note on K168: gepadmin: 1. If you choose "Full Conversion" then Column BA (AMOUNT) and Column BB (TAXES) BOTH values will be convert based on selected Currency in (Column L). 2. If you choose "Partial Conversion" then Column BA (AMOUNT) only will be converted based on selected currency (Column L) and Column BB (TAXES) value (INR) will be added to the converted values.
Note on K169: gepadmin: 1. If you choose "Full Conversion" then Column BA (AMOUNT) and Column BB (TAXES) BOTH values will be convert based on selected Currency in (Column L). 2. If you choose "Partial Conversion" then Column BA (AMOUNT) only will be converted based on selected currency (Column L) and Column BB (TAXES) value (INR) will be added to the converted values.
Note on K170: gepadmin: 1. If you choose "Full Conversion" then Column BA (AMOUNT) and Column BB (TAXES) BOTH values will be convert based on selected Currency in (Column L). 2. If you choose "Partial Conversion" then Column BA (AMOUNT) only will be converted based on selected currency (Column L) and Column BB (TAXES) value (INR) will be added to the converted values.
Note on K173: gepadmin: 1. If you choose "Full Conversion" then Column BA (AMOUNT) and Column BB (TAXES) BOTH values will be convert based on selected Currency in (Column L). 2. If you choose "Partial Conversion" then Column BA (AMOUNT) only will be converted based on selected currency (Column L) and Column BB (TAXES) value (INR) will be added to the converted values.
Note on K174: gepadmin: 1. If you choose "Full Conversion" then Column BA (AMOUNT) and Column BB (TAXES) BOTH values will be convert based on selected Currency in (Column L). 2. If you choose "Partial Conversion" then Column BA (AMOUNT) only will be converted based on selected currency (Column L) and Column BB (TAXES) value (INR) will be added to the converted values.
Note on K175: gepadmin: 1. If you choose "Full Conversion" then Column BA (AMOUNT) and Column BB (TAXES) BOTH values will be convert based on selected Currency in (Column L). 2. If you choose "Partial Conversion" then Column BA (AMOUNT) only will be converted based on selected currency (Column L) and Column BB (TAXES) value (INR) will be added to the converted values.
Note on K178: gepadmin: 1. If you choose "Full Conversion" then Column BA (AMOUNT) and Column BB (TAXES) BOTH values will be convert based on selected Currency in (Column L). 2. If you choose "Partial Conversion" then Column BA (AMOUNT) only will be converted based on selected currency (Column L) and Column BB (TAXES) value (INR) will be added to the converted values.
Note on K183: gepadmin: 1. If you choose "Full Conversion" then Column BA (AMOUNT) and Column BB (TAXES) BOTH values will be convert based on selected Currency in (Column L). 2. If you choose "Partial Conversion" then Column BA (AMOUNT) only will be converted based on selected currency (Column L) and Column BB (TAXES) value (INR) will be added to the converted values.
Note on K185: gepadmin: 1. If you choose "Full Conversion" then Column BA (AMOUNT) and Column BB (TAXES) BOTH values will be convert based on selected Currency in (Column L). 2. If you choose "Partial Conversion" then Column BA (AMOUNT) only will be converted based on selected currency (Column L) and Column BB (TAXES) value (INR) will be added to the converted values.
Note on K186: gepadmin: 1. If you choose "Full Conversion" then Column BA (AMOUNT) and Column BB (TAXES) BOTH values will be convert based on selected Currency in (Column L). 2. If you choose "Partial Conversion" then Column BA (AMOUNT) only will be converted based on selected currency (Column L) and Column BB (TAXES) value (INR) will be added to the converted values.
Note on K194: gepadmin: 1. If you choose "Full Conversion" then Column BA (AMOUNT) and Column BB (TAXES) BOTH values will be convert based on selected Currency in (Column L). 2. If you choose "Partial Conversion" then Column BA (AMOUNT) only will be converted based on selected currency (Column L) and Column BB (TAXES) value (INR) will be added to the converted values.
Note on K197: gepadmin: 1. If you choose "Full Conversion" then Column BA (AMOUNT) and Column BB (TAXES) BOTH values will be convert based on selected Currency in (Column L). 2. If you choose "Partial Conversion" then Column BA (AMOUNT) only will be converted based on selected currency (Column L) and Column BB (TAXES) value (INR) will be added to the converted values.
Note on K209: gepadmin: 1. If you choose "Full Conversion" then Column BA (AMOUNT) and Column BB (TAXES) BOTH values will be convert based on selected Currency in (Column L). 2. If you choose "Partial Conversion" then Column BA (AMOUNT) only will be converted based on selected currency (Column L) and Column BB (TAXES) value (INR) will be added to the converted values.
Note on K212: gepadmin: 1. If you choose "Full Conversion" then Column BA (AMOUNT) and Column BB (TAXES) BOTH values will be convert based on selected Currency in (Column L). 2. If you choose "Partial Conversion" then Column BA (AMOUNT) only will be converted based on selected currency (Column L) and Column BB (TAXES) value (INR) will be added to the converted values.
Note on K142: gepadmin: 1. If you choose "Full Conversion" then Column BA (AMOUNT) and Column BB (TAXES) BOTH values will be convert based on selected Currency in (Column L). 2. If you choose "Partial Conversion" then Column BA (AMOUNT) only will be converted based on selected currency (Column L) and Column BB (TAXES) value (INR) will be added to the converted values.
Note on K187: gepadmin: 1. If you choose "Full Conversion" then Column BA (AMOUNT) and Column BB (TAXES) BOTH values will be convert based on selected Currency in (Column L). 2. If you choose "Partial Conversion" then Column BA (AMOUNT) only will be converted based on selected currency (Column L) and Column BB (TAXES) value (INR) will be added to the converted values.
Note on K122: gepadmin: 1. If you choose "Full Conversion" then Column BA (AMOUNT) and Column BB (TAXES) BOTH values will be convert based on selected Currency in (Column L). 2. If you choose "Partial Conversion" then Column BA (AMOUNT) only will be converted based on selected currency (Column L) and Column BB (TAXES) value (INR) will be added to the converted values.
Note on K191: gepadmin: 1. If you choose "Full Conversion" then Column BA (AMOUNT) and Column BB (TAXES) BOTH values will be convert based on selected Currency in (Column L). 2. If you choose "Partial Conversion" then Column BA (AMOUNT) only will be converted based on selected currency (Column L) and Column BB (TAXES) value (INR) will be added to the converted values.
Note on K20: gepadmin: 1. If you choose "Full Conversion" then Column BA (AMOUNT) and Column BB (TAXES) BOTH values will be convert based on selected Currency in (Column L). 2. If you choose "Partial Conversion" then Column BA (AMOUNT) only will be converted based on selected currency (Column L) and Column BB (TAXES) value (INR) will be added to the converted values.
Note on K22: gepadmin: 1. If you choose "Full Conversion" then Column BA (AMOUNT) and Column BB (TAXES) BOTH values will be convert based on selected Currency in (Column L). 2. If you choose "Partial Conversion" then Column BA (AMOUNT) only will be converted based on selected currency (Column L) and Column BB (TAXES) value (INR) will be added to the converted values.
Note on K21: gepadmin: 1. If you choose "Full Conversion" then Column BA (AMOUNT) and Column BB (TAXES) BOTH values will be convert based on selected Currency in (Column L). 2. If you choose "Partial Conversion" then Column BA (AMOUNT) only will be converted based on selected currency (Column L) and Column BB (TAXES) value (INR) will be added to the converted values.
Note on K117: gepadmin: 1. If you choose "Full Conversion" then Column BA (AMOUNT) and Column BB (TAXES) BOTH values will be convert based on selected Currency in (Column L). 2. If you choose "Partial Conversion" then Column BA (AMOUNT) only will be converted based on selected currency (Column L) and Column BB (TAXES) value (INR) will be added to the converted values.
Note on K213: gepadmin: 1. If you choose "Full Conversion" then Column BA (AMOUNT) and Column BB (TAXES) BOTH values will be convert based on selected Currency in (Column L). 2. If you choose "Partial Conversion" then Column BA (AMOUNT) only will be converted based on selected currency (Column L) and Column BB (TAXES) value (INR) will be added to the converted values.
Note on K215: gepadmin: 1. If you choose "Full Conversion" then Column BA (AMOUNT) and Column BB (TAXES) BOTH values will be convert based on selected Currency in (Column L). 2. If you choose "Partial Conversion" then Column BA (AMOUNT) only will be converted based on selected currency (Column L) and Column BB (TAXES) value (INR) will be added to the converted values.
Note on K216: gepadmin: 1. If you choose "Full Conversion" then Column BA (AMOUNT) and Column BB (TAXES) BOTH values will be convert based on selected Currency in (Column L). 2. If you choose "Partial Conversion" then Column BA (AMOUNT) only will be converted based on selected currency (Column L) and Column BB (TAXES) value (INR) will be added to the converted values.
Note on K217: gepadmin: 1. If you choose "Full Conversion" then Column BA (AMOUNT) and Column BB (TAXES) BOTH values will be convert based on selected Currency in (Column L). 2. If you choose "Partial Conversion" then Column BA (AMOUNT) only will be converted based on selected currency (Column L) and Column BB (TAXES) value (INR) will be added to the converted values.
Note on K19: gepadmin: 1. If you choose "Full Conversion" then Column BA (AMOUNT) and Column BB (TAXES) BOTH values will be convert based on selected Currency in (Column L). 2. If you choose "Partial Conversion" then Column BA (AMOUNT) only will be converted based on selected currency (Column L) and Column BB (TAXES) value (INR) will be added to the converted values.
Note on K23: gepadmin: 1. If you choose "Full Conversion" then Column BA (AMOUNT) and Column BB (TAXES) BOTH values will be convert based on selected Currency in (Column L). 2. If you choose "Partial Conversion" then Column BA (AMOUNT) only will be converted based on selected currency (Column L) and Column BB (TAXES) value (INR) will be added to the converted values.
Note on K56: gepadmin: 1. If you choose "Full Conversion" then Column BA (AMOUNT) and Column BB (TAXES) BOTH values will be convert based on selected Currency in (Column L). 2. If you choose "Partial Conversion" then Column BA (AMOUNT) only will be converted based on selected currency (Column L) and Column BB (TAXES) value (INR) will be added to the converted values.
Note on K62: gepadmin: 1. If you choose "Full Conversion" then Column BA (AMOUNT) and Column BB (TAXES) BOTH values will be convert based on selected Currency in (Column L). 2. If you choose "Partial Conversion" then Column BA (AMOUNT) only will be converted based on selected currency (Column L) and Column BB (TAXES) value (INR) will be added to the converted values.
Note on K74: gepadmin: 1. If you choose "Full Conversion" then Column BA (AMOUNT) and Column BB (TAXES) BOTH values will be convert based on selected Currency in (Column L). 2. If you choose "Partial Conversion" then Column BA (AMOUNT) only will be converted based on selected currency (Column L) and Column BB (TAXES) value (INR) will be added to the converted values.
Note on K78: gepadmin: 1. If you choose "Full Conversion" then Column BA (AMOUNT) and Column BB (TAXES) BOTH values will be convert based on selected Currency in (Column L). 2. If you choose "Partial Conversion" then Column BA (AMOUNT) only will be converted based on selected currency (Column L) and Column BB (TAXES) value (INR) will be added to the converted values.
Note on K81: gepadmin: 1. If you choose "Full Conversion" then Column BA (AMOUNT) and Column BB (TAXES) BOTH values will be convert based on selected Currency in (Column L). 2. If you choose "Partial Conversion" then Column BA (AMOUNT) only will be converted based on selected currency (Column L) and Column BB (TAXES) value (INR) will be added to the converted values.
Note on K101: gepadmin: 1. If you choose "Full Conversion" then Column BA (AMOUNT) and Column BB (TAXES) BOTH values will be convert based on selected Currency in (Column L). 2. If you choose "Partial Conversion" then Column BA (AMOUNT) only will be converted based on selected currency (Column L) and Column BB (TAXES) value (INR) will be added to the converted values.
Note on K119: gepadmin: 1. If you choose "Full Conversion" then Column BA (AMOUNT) and Column BB (TAXES) BOTH values will be convert based on selected Currency in (Column L). 2. If you choose "Partial Conversion" then Column BA (AMOUNT) only will be converted based on selected currency (Column L) and Column BB (TAXES) value (INR) will be added to the converted values.
Note on K124: gepadmin: 1. If you choose "Full Conversion" then Column BA (AMOUNT) and Column BB (TAXES) BOTH values will be convert based on selected Currency in (Column L). 2. If you choose "Partial Conversion" then Column BA (AMOUNT) only will be converted based on selected currency (Column L) and Column BB (TAXES) value (INR) will be added to the converted values.
Note on K128: gepadmin: 1. If you choose "Full Conversion" then Column BA (AMOUNT) and Column BB (TAXES) BOTH values will be convert based on selected Currency in (Column L). 2. If you choose "Partial Conversion" then Column BA (AMOUNT) only will be converted based on selected currency (Column L) and Column BB (TAXES) value (INR) will be added to the converted values.
Note on K132: gepadmin: 1. If you choose "Full Conversion" then Column BA (AMOUNT) and Column BB (TAXES) BOTH values will be convert based on selected Currency in (Column L). 2. If you choose "Partial Conversion" then Column BA (AMOUNT) only will be converted based on selected currency (Column L) and Column BB (TAXES) value (INR) will be added to the converted values.
Note on K136: gepadmin: 1. If you choose "Full Conversion" then Column BA (AMOUNT) and Column BB (TAXES) BOTH values will be convert based on selected Currency in (Column L). 2. If you choose "Partial Conversion" then Column BA (AMOUNT) only will be converted based on selected currency (Column L) and Column BB (TAXES) value (INR) will be added to the converted values.
Note on K148: gepadmin: 1. If you choose "Full Conversion" then Column BA (AMOUNT) and Column BB (TAXES) BOTH values will be convert based on selected Currency in (Column L). 2. If you choose "Partial Conversion" then Column BA (AMOUNT) only will be converted based on selected currency (Column L) and Column BB (TAXES) value (INR) will be added to the converted values.
Note on K152: gepadmin: 1. If you choose "Full Conversion" then Column BA (AMOUNT) and Column BB (TAXES) BOTH values will be convert based on selected Currency in (Column L). 2. If you choose "Partial Conversion" then Column BA (AMOUNT) only will be converted based on selected currency (Column L) and Column BB (TAXES) value (INR) will be added to the converted values.
Note on K214: gepadmin: 1. If you choose "Full Conversion" then Column BA (AMOUNT) and Column BB (TAXES) BOTH values will be convert based on selected Currency in (Column L). 2. If you choose "Partial Conversion" then Column BA (AMOUNT) only will be converted based on selected currency (Column L) and Column BB (TAXES) value (INR) will be added to the converted values.
Note on K218: gepadmin: 1. If you choose "Full Conversion" then Column BA (AMOUNT) and Column BB (TAXES) BOTH values will be convert based on selected Currency in (Column L). 2. If you choose "Partial Conversion" then Column BA (AMOUNT) only will be converted based on selected currency (Column L) and Column BB (TAXES) value (INR) will be added to the converted values.
Note on K91: gepadmin: 1. If you choose "Full Conversion" then Column BA (AMOUNT) and Column BB (TAXES) BOTH values will be convert based on selected Currency in (Column L). 2. If you choose "Partial Conversion" then Column BA (AMOUNT) only will be converted based on selected currency (Column L) and Column BB (TAXES) value (INR) will be added to the converted values.
Note on K95: gepadmin: 1. If you choose "Full Conversion" then Column BA (AMOUNT) and Column BB (TAXES) BOTH values will be convert based on selected Currency in (Column L). 2. If you choose "Partial Conversion" then Column BA (AMOUNT) only will be converted based on selected currency (Column L) and Column BB (TAXES) value (INR) will be added to the converted values.
Note on K97: gepadmin: 1. If you choose "Full Conversion" then Column BA (AMOUNT) and Column BB (TAXES) BOTH values will be convert based on selected Currency in (Column L). 2. If you choose "Partial Conversion" then Column BA (AMOUNT) only will be converted based on selected currency (Column L) and Column BB (TAXES) value (INR) will be added to the converted values.
Note on K98: gepadmin: 1. If you choose "Full Conversion" then Column BA (AMOUNT) and Column BB (TAXES) BOTH values will be convert based on selected Currency in (Column L). 2. If you choose "Partial Conversion" then Column BA (AMOUNT) only will be converted based on selected currency (Column L) and Column BB (TAXES) value (INR) will be added to the converted values.
Note on K120: gepadmin: 1. If you choose "Full Conversion" then Column BA (AMOUNT) and Column BB (TAXES) BOTH values will be convert based on selected Currency in (Column L). 2. If you choose "Partial Conversion" then Column BA (AMOUNT) only will be converted based on selected currency (Column L) and Column BB (TAXES) value (INR) will be added to the converted values.
Note on K179: gepadmin: 1. If you choose "Full Conversion" then Column BA (AMOUNT) and Column BB (TAXES) BOTH values will be convert based on selected Currency in (Column L). 2. If you choose "Partial Conversion" then Column BA (AMOUNT) only will be converted based on selected currency (Column L) and Column BB (TAXES) value (INR) will be added to the converted values.
Note on K26: gepadmin: 1. If you choose "Full Conversion" then Column BA (AMOUNT) and Column BB (TAXES) BOTH values will be convert based on selected Currency in (Column L). 2. If you choose "Partial Conversion" then Column BA (AMOUNT) only will be converted based on selected currency (Column L) and Column BB (TAXES) value (INR) will be added to the converted values.
Note on K28: gepadmin: 1. If you choose "Full Conversion" then Column BA (AMOUNT) and Column BB (TAXES) BOTH values will be convert based on selected Currency in (Column L). 2. If you choose "Partial Conversion" then Column BA (AMOUNT) only will be converted based on selected currency (Column L) and Column BB (TAXES) value (INR) will be added to the converted values.

## Macros
Please Enable Macros to View BoQ information