## BoQ1 (hidden)
Percentage BoQ
BoQ_Ver3.0 | Percentage | Normal | INR Only | INR
Select, At Par, Excess (+), Less (-) |  | IOCL
Tender Inviting Authority: The Additional Chief Engineer, W.B.P.H&.I.D.Corpn. Ltd.
Name of Work: Repair, renovation and upgradation of 58 Nos. L/S quarters at Jalpaiguri Police Line, Metali P.S. and Dhupguri P.S. along with 01 no. Administrative building (G+1) and 1 no. Force Barrack (G+3) in Police Lines and 3 nos. (G+1) Police Stations such as Kotwali P.S. Nagrakata P.S. and Malbazar P.S. under Jalpaiguri District.
Contract No: WBPHIDCL/Addl.CE/NIT- 130(e)/2019-2020 (4th Call) SL No. 1
Bidder Name :
PRICE SCHEDULE (This BOQ template must not be modified/replaced by the bidder and the same should be uploaded after filling the relevent columns, else the bidder is liable to be rejected for this tender. Bidders are allowed to enter the Bidder Name and Values only )
NUMBER # | TEXT # | TEXT # | NUMBER # | TEXT # | NUMBER | NUMBER | TEXT | TEXT # | NUMBER # | TEXT# | TEXT # | NUMBER # | NUMBER | NUMBER | NUMBER | NUMBER | TEXT | TEXT | NUMBER | NUMBER | NUMBER | NUMBER | TEXT | TEXT | NUMBER | NUMBER | NUMBER | NUMBER | TEXT | TEXT | NUMBER | NUMBER | NUMBER | NUMBER | TEXT | TEXT | NUMBER | NUMBER | NUMBER | NUMBER | TEXT | TEXT | NUMBER | NUMBER | NUMBER # | NUMBER # | TEXT | TEXT | NUMBER # | NUMBER # | DATE | NUMBER # | NUMBER # | TEXT #
Sl. No. | Item Description | Item Code / Make | Quantity | Units | Estimated Rate |  |  | Addition / Deduction | Addition / Deduction Values | Currency Convertion against each Item | Quoted Currency in INR / Other Currency | BASIC RATE In Figures To be entered by the Bidder Rs. P | Excise Duty | VAT | Freight Charges ( Unloading & Stacking) | Any Other Taxes/Duties/Levies |  |  | Other Taxes 2 | IIIrd Party i.e DGS&D / RITES etc Inspection Charges @0.34%+Service Tax | Less for Cenvat Credit,if any respect of Supplies Under full Excise Duty Category | [30 empty] | TOTAL AMOUNT With Taxes | TOTAL AMOUNT With Taxes | TOTAL AMOUNT In Words
1 | 2 | 3 | 4 | 5 | 6 | 7 | 8 | 9 | 10 | 11 | 12 | 13 | 14 | 15 | 16 | 17 | 18 | 19 | 20 | 21 | 22 | 23 | 24 | 25 | 26 | 27 | 28 | 29 | 30 | 31 | 32 | 33 | 34 | 35 | 36 | 37 | 38 | 39 | 40 | 41 | 42 | 43 | 44 | 45 | 46 | 47 | 48 | 49 | 50 | 51 | 52 | 53 | 54 | 55
1 | Civil work for Quarter | BI01010001010000000000000515BI0100001112 | [55 empty] | 1 | Construction of chamber for 100mm sluices valve | item1 | 10 | 1 Nos
2 | Supplying , fitting & fixing Zn-Al alloy (55% Al & 45% Zn) coating of 150 grams per sq. metre (followed by colour coated on both side) steel sheet work having minimum yield strength of 550 Mpa of trapizoidal profile of approved make (excluding the supporting frame work) fitted and fixed with 55 mm & 25 mm self tapping screw, EPDM Washer 16 mm dia & 3 mm th. washer etc. complete with 150 mm end lap and one corrugation minimum side lap. (Payment to be made on area of finished work). (i) In Roof:- a) With 0.5 mm thick sheet | BI01010001010000000000000515BI0100001113 | 757 | Sqm | 1013.56 |  |  | Excess(+) | 1 | Full Conversion | INR | [40 empty] | 767264.92 | 767264.92 | INR Seven Lakh Sixty Seven Thousand Two Hundred & Sixty Four and Paise Ninety Two Only | 896 | 1013.5552 | 1013.56 | 1.02 | Construction of chamber for 100mm sluice plates | item2 | 213 | Nos
3 | M.S. structural works in roof trusses with tubular sections conforming to IS: 806-1968 & IS: 1161- 1998 cnnected to one another with bracket, gusset cleats as per design, direction of Engineer-in-charge complete including cutting to requisite size, fabrication with necessary metal arc welding conforming to IS: 816- 1969 & IS: 9595 using electrodes of approved make and brand conforming to IS:814- 2004, haulage, hoisting and erection all complete. The rate includes the cost of rolled steel section, consumables such as electrodes, gas and hire charge of all tools and plants and labour reqired for the work including all incidental chages such as electricity charges, labour insurance charges etc. Payment to be made on the basis of calculated weight of structural tubular memebrs as specified in relevent IS code in finished work. Payment for gusset, bracket, cleat may be made by adding the actual weight of such items with weight of finished structural members. The rates are considered for a height of erection 8 m. / 2nd floor level from the ground. Add 1.5 % extra over the rate for each additional floor or 4m. beyond the initial 8 m. or part thereof. i) For trusses spanning up to 12.00 m | BI01010001010000000000000515BI0100001114 | 4 | MT | 84749.5 |  |  | Excess(+) | 1 | Full Conversion | INR | [40 empty] | 338998 | 338998 | INR Three Lakh Thirty Eight Thousand Nine Hundred & Ninety Eight Only | 74920 | 84749.504 | 84749.5 | 2 | Construction of chamber for 100mm sluices valve | item3 | 10 | Nos
4 | Ordinary Cement concrete (mix 1:1.5:3) with graded stone chips (20 mm nominal size) excluding shuttering and reinforcement if any, in ground floor as per relevant IS codes.(ii ) River Bazree | BI01010001010000000000000515BI0100001115 | 40 | cum | 5367.54 |  |  | Excess(+) | 1 | Full Conversion | INR | [40 empty] | 214701.6 | 214701.6 | INR Two Lakh Fourteen Thousand Seven Hundred & One and Paise Sixty Only | 4745 | 5367.544 | 5367.54 | 3 | Supplying, Conveying and fixing spls. Including ea | item4 | 10 | Nos
5 | Supplying & laying as per IRC-SP:063-2004 paver unit of any shade of approved quality as per relevant IS code, laid in pattern as directed in pavement, footpath, driveway (paver block only), etc including necessary underlay complete in all respect with all labour and material. [Border concrete if necessary to be paid separately]. Note: Sub-grade CBR should not be less than 5. (b) 50 mm thick interlocking designer concrete paver block M- 30 grade for non-traffic zone,buiding premises,garden,parks, domestic drive as per IS: 15658- 2006(over 20-30 mm medium sand bed on 200mm thk bound gnaular /granular base course including cost of sand for sand bed but excluding cost of base course & subgrade preparation.) Coloured Decorative | BI01010001010000000000000515BI0100001116 | 274 | Sqm | 1264.68 |  |  | Excess(+) | 1 | Full Conversion | INR | [40 empty] | 346522.32 | 346522.32 | INR Three Lakh Forty Six Thousand Five Hundred & Twenty Two and Paise Thirty Two Only | 1118 | 1264.6816 | 1264.68 | 1.01 | Supplying, Conveying and fixing spls. Including eart | item1 | 123.223 | Nos
6 | Single Brick Flat Soling of picked jhama bricks including ramming and dressing bed to proper level and filling joints with local sand. | BI01010001010000000000000515BI0100001117 | 861 | Sqm. | 366.51 |  |  | Excess(+) | 1 | Full Conversion | INR | [40 empty] | 315565.11 | 315565.11 | INR Three Lakh Fifteen Thousand Five Hundred & Sixty Five and Paise Eleven Only | 324 | 366.5088 | 366.51 | 1.02 | Construction of chamber for 100mm sluice plates | item2 | 213 | Nos
7 | 125 mm. thick brick work with 1st class bricks in cement mortar (1:4) in ground floor. | BI01010001010000000000000515BI0100001118 | 236 | Sqm. | 762.43 |  |  | Excess(+) | 1 | Full Conversion | INR | [40 empty] | 179933.48 | 179933.48 | INR One Lakh Seventy Nine Thousand Nine Hundred & Thirty Three and Paise Forty Eight Only | 674 | 762.4288 | 762.43 | 2 | Construction of chamber for 100mm sluices valve | item3 | 10 | Nos
8 | Brick work with 1st class bricks in cement mortar (1:4)(a) In foundation and plinth | BI01010001010000000000000515BI0100001119 | 27 | cum | 5850.57 |  |  | Excess(+) | 1 | Full Conversion | INR | [40 empty] | 157965.39 | 157965.39 | INR One Lakh Fifty Seven Thousand Nine Hundred & Sixty Five and Paise Thirty Nine Only | 5172 | 5850.5664 | 5850.57 | 3 | Supplying, Conveying and fixing spls. Including ea | item4 | 10 | Nos
9 | Supplying dividing strip fitted and fixed with cement mortar (1:3) in mosaic or patent stone floor, dado etc. complete as per direction of the Engineer-in-charge. (i) Glass - 3mm. Thick (a) 20 mm. wide strip | BI01010001010000000000000515BI0100001120 | 3605.386 | Mtr. | 19.23 |  |  | Excess(+) | 1 | Full Conversion | INR | [40 empty] | 69331.5728 | 69331.5728 | INR Sixty Nine Thousand Three Hundred & Thirty One and Paise Fifty Seven Only | 17 | 19.2304 | 19.23 | 1.01 | Supplying, Conveying and fixing spls. Including eart | item1 | 123.223 | Nos
10 | Dismantling artificial stone flooring upto 50 mm. thick by carefully chiselling without damaging the base and removing rubbish as directed within a lead of 75 m. (A) AT GROUND FLOOR | BI01010001010000000000000515BI0100001121 | 90 | Cum | 56.56 |  |  | Excess(+) | 1 | Full Conversion | INR | [40 empty] | 5090.4 | 5090.4 | INR Five Thousand &Ninety and Paise Forty Only | 50 | 56.56 | 56.56 | 1.02 | Construction of chamber for 100mm sluice plates | item2 | 213 | Nos
11 | Dismantling artificial stone flooring upto 50 mm. thick by carefully chiselling without damaging the base and removing rubbish as directed within a lead of 75 m. (B) AT FIRST FLOOR | BI01010001010000000000000515BI0100001122 | 90 | Cum | 63.35 |  |  | Excess(+) | 1 | Full Conversion | INR | [40 empty] | 5701.5 | 5701.5 | INR Five Thousand Seven Hundred & One and Paise Fifty Only | 56 | 63.3472 | 63.35 | 2 | Construction of chamber for 100mm sluices valve | item3 | 10 | Nos
12 | Dismantling artificial stone flooring upto 50 mm. thick by carefully chiselling without damaging the base and removing rubbish as directed within a lead of 75 m. (C) AT SECOND FLOOR | BI01010001010000000000000515BI0100001123 | 67 | Cum | 70.13 |  |  | Excess(+) | 1 | Full Conversion | INR | [40 empty] | 4698.71 | 4698.71 | INR Four Thousand Six Hundred & Ninety Eight and Paise Seventy One Only | 62 | 70.1344 | 70.13 | 1.01 | Supplying, Conveying and fixing spls. Including eart | item1 | 123.223 | Nos
13 | Dismantling artificial stone flooring upto 50 mm. thick by carefully chiselling without damaging the base and removing rubbish as directed within a lead of 75 m. (D) AT THIRD FLOOR & MUMTY | BI01010001010000000000000515BI0100001124 | 67 | Cum | 76.92 |  |  | Excess(+) | 1 | Full Conversion | INR | [40 empty] | 5153.64 | 5153.64 | INR Five Thousand One Hundred & Fifty Three and Paise Sixty Four Only | 68 | 76.9216 | 76.92 | 1.02 | Construction of chamber for 100mm sluice plates | item2 | 213 | Nos
14 | Dismantling all types of plain cement concrete works, stacking serviceable materials at site and removing rubbish as directed within a lead of 75 m. In ground floor including roof.(a) upto 150 mm. Thick | BI01010001010000000000000515BI0100001125 | 90 | Cum | 1062.2 |  |  | Excess(+) | 1 | Full Conversion | INR | [40 empty] | 95598 | 95598 | INR Ninety Five Thousand Five Hundred & Ninety Eight Only | 939 | 1062.1968 | 1062.2 | 2 | Construction of chamber for 100mm sluices valve | item3 | 10 | Nos
15 | Stripping off worn out plaster and raking out joints of walls, celings etc. upto any height and in any floor including removing rubbish within a lead of 75m as directed | BI01010001010000000000000515BI0100001126 | 15272 | Sqm | 21.49 |  |  | Excess(+) | 1 | Full Conversion | INR | [40 empty] | 328195.28 | 328195.28 | INR Three Lakh Twenty Eight Thousand One Hundred & Ninety Five and Paise Twenty Eight Only | 19 | 21.4928 | 21.49 | 3 | Supplying, Conveying and fixing spls. Including ea | item4 | 10 | Nos
16 | Applying 2 coats of bonding agent with synthetic multifunctional rubber emulsion having adhesive and water proofing properties by mixing with water in proportion (1 bonding agent : 4 water : 6 cement) as per Manufacturer's specification. For Water Proofing | BI01010001010000000000000515BI0100001127 | 5868 | SqM | 99.55 |  |  | Excess(+) | 1 | Full Conversion | INR | [40 empty] | 584159.4 | 584159.4 | INR Five Lakh Eighty Four Thousand One Hundred & Fifty Nine and Paise Forty Only | 88 | 99.5456 | 99.55
17 | Plaster (to wall, floor, ceiling etc.) with sand and cement mortar including rounding off or chamfering corners as directed and raking out joints including throating, nosing and drip course, scaffolding/staging where necessary (Ground floor).[Excluding cost of chipping over concrete surface. (ii) c/ With 1:4 cement mortar ,b) 10 mm thick plaster. Ceiling Plaster (A) AT GROUND FLOOR | BI01010001010000000000000515BI0100001128 | 2296 | SqM | 142.53 |  |  | Excess(+) | 1 | Full Conversion | INR | [40 empty] | 327248.88 | 327248.88 | INR Three Lakh Twenty Seven Thousand Two Hundred & Forty Eight and Paise Eighty Eight Only | 126 | 142.5312 | 142.53
18 | Plaster (to wall, floor, ceiling etc.) with sand and cement mortar including rounding off or chamfering corners as directed and raking out joints including throating, nosing and drip course, scaffolding/staging where necessary (Ground floor).[Excluding cost of chipping over concrete surface. (ii) c/ With 1:4 cement mortar ,b) 10 mm thick plaster. Ceiling Plaster (B) AT FIRST FLOOR | BI01010001010000000000000515BI0100001129 | 2296 | SqM | 147.06 |  |  | Excess(+) | 1 | Full Conversion | INR | [40 empty] | 337649.76 | 337649.76 | INR Three Lakh Thirty Seven Thousand Six Hundred & Forty Nine and Paise Seventy Six Only | 130 | 147.056 | 147.06
19 | Plaster (to wall, floor, ceiling etc.) with sand and cement mortar including rounding off or chamfering corners as directed and raking out joints including throating, nosing and drip course, scaffolding/staging where necessary (Ground floor).[Excluding cost of chipping over concrete surface. (ii) c/ With 1:4 cement mortar ,b) 10 mm thick plaster. Ceiling Plaster (C) AT SECOND FLOOR | BI01010001010000000000000515BI0100001130 | 1623 | SqM | 151.58 |  |  | Excess(+) | 1 | Full Conversion | INR | [40 empty] | 246014.34 | 246014.34 | INR Two Lakh Forty Six Thousand &Fourteen and Paise Thirty Four Only | 134 | 151.5808 | 151.58
20 | Plaster (to wall, floor, ceiling etc.) with sand and cement mortar including rounding off or chamfering corners as directed and raking out joints including throating, nosing and drip course, scaffolding/staging where necessary (Ground floor).[Excluding cost of chipping over concrete surface. (ii) c/ With 1:4 cement mortar ,b) 10 mm thick plaster. Ceiling Plaster (D) AT THIRD FLOOR & MUMTY | BI01010001010000000000000515BI0100001131 | 1623 | SqM | 156.11 |  |  | Excess(+) | 1 | Full Conversion | INR | [40 empty] | 253366.53 | 253366.53 | INR Two Lakh Fifty Three Thousand Three Hundred & Sixty Six and Paise Fifty Three Only | 138 | 156.1056 | 156.11
21 | Plaster (to wall, floor, ceiling etc.) with sand and cement mortar including rounding off or chamfering corners as directed and raking out joints including throating, nosing and drip course, scaffolding/staging where necessary (Ground floor).[Excluding cost of chipping over concrete surface. With 1:4 cement mortar b) 15mm thick plaster INSIDE (A) AT GROUND FLOOR | BI01010001010000000000000515BI0100001132 | 3885 | SqM | 177.6 |  |  | Excess(+) | 1 | Full Conversion | INR | [40 empty] | 689976 | 689976 | INR Six Lakh Eighty Nine Thousand Nine Hundred & Seventy Six Only | 157 | 177.5984 | 177.6
22 | Plaster (to wall, floor, ceiling etc.) with sand and cement mortar including rounding off or chamfering corners as directed and raking out joints including throating, nosing and drip course, scaffolding/staging where necessary (Ground floor).[Excluding cost of chipping over concrete surface. With 1:4 cement mortar b) 15mm thick plaster INSIDE (B) AT FIRST FLOOR | BI01010001010000000000000515BI0100001133 | 3286 | SqM | 182.12 |  |  | Excess(+) | 1 | Full Conversion | INR | [40 empty] | 598446.32 | 598446.32 | INR Five Lakh Ninety Eight Thousand Four Hundred & Forty Six and Paise Thirty Two Only | 161 | 182.1232 | 182.12
23 | Plaster (to wall, floor, ceiling etc.) with sand and cement mortar including rounding off or chamfering corners as directed and raking out joints including throating, nosing and drip course, scaffolding/staging where necessary (Ground floor).[Excluding cost of chipping over concrete surface. With 1:4 cement mortar b) 15mm thick plaster INSIDE (C) AT SECOND FLOOR | BI01010001010000000000000515BI0100001134 | 2457 | SqM | 186.65 |  |  | Excess(+) | 1 | Full Conversion | INR | [40 empty] | 458599.05 | 458599.05 | INR Four Lakh Fifty Eight Thousand Five Hundred & Ninety Nine and Paise Five Only | 165 | 186.648 | 186.65
24 | Plaster (to wall, floor, ceiling etc.) with sand and cement mortar including rounding off or chamfering corners as directed and raking out joints including throating, nosing and drip course, scaffolding/staging where necessary (Ground floor).[Excluding cost of chipping over concrete surface. With 1:4 cement mortar b) 15mm thick plaster INSIDE (D) AT THIRD FLOOR & MUMTY | BI01010001010000000000000515BI0100001135 | 4264 | SqM | 191.17 |  |  | Excess(+) | 1 | Full Conversion | INR | [40 empty] | 815148.88 | 815148.88 | INR Eight Lakh Fifteen Thousand One Hundred & Forty Eight and Paise Eighty Eight Only | 169 | 191.1728 | 191.17
25 | Plaster (to wall, floor, ceiling etc.) with sand and cement mortar including rounding off or chamfering corners as directed and raking out joints including throating, nosing and drip course, scaffolding/staging where necessary (Ground floor).[Excluding cost of chipping over concrete surface. With 1:6 cement mortar a) 20mm thick plaster OUTSIDE (A) AT GROUND FLOOR | BI01010001010000000000000515BI0100001136 | 2793 | SqM | 182.12 |  |  | Excess(+) | 1 | Full Conversion | INR | [40 empty] | 508661.16 | 508661.16 | INR Five Lakh Eight Thousand Six Hundred & Sixty One and Paise Sixteen Only | 161 | 182.1232 | 182.12
26 | Plaster (to wall, floor, ceiling etc.) with sand and cement mortar including rounding off or chamfering corners as directed and raking out joints including throating, nosing and drip course, scaffolding/staging where necessary (Ground floor).[Excluding cost of chipping over concrete surface. With 1:6 cement mortar a) 20mm thick plaster OUTSIDE (B) AT FIRST FLOOR | BI01010001010000000000000515BI0100001137 | 2363 | SqM | 186.65 |  |  | Excess(+) | 1 | Full Conversion | INR | [40 empty] | 441053.95 | 441053.95 | INR Four Lakh Forty One Thousand &Fifty Three and Paise Ninety Five Only | 165 | 186.648 | 186.65
27 | Plaster (to wall, floor, ceiling etc.) with sand and cement mortar including rounding off or chamfering corners as directed and raking out joints including throating, nosing and drip course, scaffolding/staging where necessary (Ground floor).[Excluding cost of chipping over concrete surface. With 1:6 cement mortar a) 20mm thick plaster OUTSIDE (C) AT SECOND FLOOR | BI01010001010000000000000515BI0100001138 | 1534 | SqM | 191.17 |  |  | Excess(+) | 1 | Full Conversion | INR | [40 empty] | 293254.78 | 293254.78 | INR Two Lakh Ninety Three Thousand Two Hundred & Fifty Four and Paise Seventy Eight Only | 169 | 191.1728 | 191.17
28 | Plaster (to wall, floor, ceiling etc.) with sand and cement mortar including rounding off or chamfering corners as directed and raking out joints including throating, nosing and drip course, scaffolding/staging where necessary (Ground floor).[Excluding cost of chipping over concrete surface. With 1:6 cement mortar a) 20mm thick plaster OUTSIDE (D) AT THIRD FLOOR & MUMTY | BI01010001010000000000000515BI0100001139 | 2664 | SqM | 195.7 |  |  | Excess(+) | 1 | Full Conversion | INR | [40 empty] | 521344.8 | 521344.8 | INR Five Lakh Twenty One Thousand Three Hundred & Forty Four and Paise Eighty Only | 173 | 195.6976 | 195.7
29 | Applying epoxy based reactive joining agent for joining the old concrete with fresh concrete to be applied within manufacturer's specified time as per manufacturers specification. (0.4 Kg / m² of concrete surface). | BI01010001010000000000000515BI0100001140 | 98 | Sqm | 349.54 |  |  | Excess(+) | 1 | Full Conversion | INR | [40 empty] | 34254.92 | 34254.92 | INR Thirty Four Thousand Two Hundred & Fifty Four and Paise Ninety Two Only | 309 | 349.5408 | 349.54
30 | Cement concrete (1:1.5:3) with graded stone chips 5.6 mm sizewith hexagonal square mesh wire netting, I.R.C. fabric mesh or X.P. M. fitted and fixed after tying the existing reinforcement on concrete without distributing the same and with proper scarping and cleaning the reinforcement and disturbed concrete with wire brush etc. after applying a coat of cement including the cost of wire netting I.R.C or X. P. M. & cost of all handling and scaffolding complete as per direction of Engineer-in -charge. a) 20 mm thick a) 20 mm thick | BI01010001010000000000000515BI0100001141 | 98 | M.T. | 550.89 |  |  | Excess(+) | 1 | Full Conversion | INR | [40 empty] | 53987.22 | 53987.22 | INR Fifty Three Thousand Nine Hundred & Eighty Seven and Paise Twenty Two Only | 487 | 550.8944 | 550.89
31 | Neat cement punning about 1.5mm thick in wall,dado,window sill,floor etc. NOTE:Cement 0.152 cu.m per100 sq.m. | BI01010001010000000000000515BI0100001142 | 583 | SqM | 38.46 |  |  | Excess(+) | 1 | Full Conversion | INR | [40 empty] | 22422.18 | 22422.18 | INR Twenty Two Thousand Four Hundred & Twenty Two and Paise Eighteen Only | 34 | 38.4608 | 38.46
32 | (b)Rendering the Surface of walls and ceiling with White Cement base wall putty of approved make & brand.(1.5 mm thick) (A) AT GROUND FLOOR | BI01010001010000000000000515BI0100001143 | 8978 | SqM | 124.43 |  |  | Excess(+) | 1 | Full Conversion | INR | [40 empty] | 1117132.54 | 1117132.54 | INR Eleven Lakh Seventeen Thousand One Hundred & Thirty Two and Paise Fifty Four Only | 110 | 124.432 | 124.43
33 | (b)Rendering the Surface of walls and ceiling with White Cement base wall putty of approved make & brand.(1.5 mm thick) (B) AT FIRST FLOOR | BI01010001010000000000000515BI0100001144 | 8978 | SqM | 124.43 |  |  | Excess(+) | 1 | Full Conversion | INR | [40 empty] | 1117132.54 | 1117132.54 | INR Eleven Lakh Seventeen Thousand One Hundred & Thirty Two and Paise Fifty Four Only | 110 | 124.432 | 124.43
34 | (b)Rendering the Surface of walls and ceiling with White Cement base wall putty of approved make & brand.(1.5 mm thick) (C) AT SECOND FLOOR | BI01010001010000000000000515BI0100001145 | 6314 | SqM | 124.43 |  |  | Excess(+) | 1 | Full Conversion | INR | [40 empty] | 785651.02 | 785651.02 | INR Seven Lakh Eighty Five Thousand Six Hundred & Fifty One and Paise Two Only | 110 | 124.432 | 124.43
35 | (b)Rendering the Surface of walls and ceiling with White Cement base wall putty of approved make & brand.(1.5 mm thick) (D) AT THIRD FLOOR & MUMTY | BI01010001010000000000000515BI0100001146 | 6314 | SqM | 124.43 |  |  | Excess(+) | 1 | Full Conversion | INR | [40 empty] | 785651.02 | 785651.02 | INR Seven Lakh Eighty Five Thousand Six Hundred & Fifty One and Paise Two Only | 110 | 124.432 | 124.43
36 | Applying Interior grade Acrylic Primer of approved quality and brand on plastered or cencrete surface old or new surface to receive Distemper/ Acrylic emulsion paint including scraping and preparing the surface throughly, complete as per manufacturer's specification and as per direction of the EIC. ii) Solvent based interior grade Acrylic Primer,(b) Two Coats (A) AT GROUND FLOOR | BI01010001010000000000000515BI0100001147 | 8978 | SqM | 54.86 |  |  | Excess(+) | 1 | Full Conversion | INR | [40 empty] | 492533.08 | 492533.08 | INR Four Lakh Ninety Two Thousand Five Hundred & Thirty Three and Paise Eight Only | 48.5 | 54.8632 | 54.86
37 | Applying Interior grade Acrylic Primer of approved quality and brand on plastered or cencrete surface old or new surface to receive Distemper/ Acrylic emulsion paint including scraping and preparing the surface throughly, complete as per manufacturer's specification and as per direction of the EIC. ii) Solvent based interior grade Acrylic Primer,(b) Two Coats (B) AT FIRST FLOOR | BI01010001010000000000000515BI0100001148 | 8978 | SqM | 54.86 |  |  | Excess(+) | 1 | Full Conversion | INR | [40 empty] | 492533.08 | 492533.08 | INR Four Lakh Ninety Two Thousand Five Hundred & Thirty Three and Paise Eight Only | 48.5 | 54.8632 | 54.86
38 | Applying Interior grade Acrylic Primer of approved quality and brand on plastered or cencrete surface old or new surface to receive Distemper/ Acrylic emulsion paint including scraping and preparing the surface throughly, complete as per manufacturer's specification and as per direction of the EIC. ii) Solvent based interior grade Acrylic Primer,(b) Two Coats (C) AT SECOND FLOOR | BI01010001010000000000000515BI0100001149 | 6314 | SqM | 54.86 |  |  | Excess(+) | 1 | Full Conversion | INR | [40 empty] | 346386.04 | 346386.04 | INR Three Lakh Forty Six Thousand Three Hundred & Eighty Six and Paise Four Only | 48.5 | 54.8632 | 54.86
39 | Applying Interior grade Acrylic Primer of approved quality and brand on plastered or cencrete surface old or new surface to receive Distemper/ Acrylic emulsion paint including scraping and preparing the surface throughly, complete as per manufacturer's specification and as per direction of the EIC. ii) Solvent based interior grade Acrylic Primer,(b) Two Coats (D) AT THIRD FLOOR & MUMTY | BI01010001010000000000000515BI0100001150 | 6314 | SqM | 54.86 |  |  | Excess(+) | 1 | Full Conversion | INR | [40 empty] | 346386.04 | 346386.04 | INR Three Lakh Forty Six Thousand Three Hundred & Eighty Six and Paise Four Only | 48.5 | 54.8632 | 54.86
40 | Applying Acrylic Emulsion Paint of approved make and brand on walls and ceiling including sand papering in intermediate coats including putty (to be done under specific instruction of Superintending Engineer) : (Two coats) i) Standard Quality (Two coats) (A) AT GROUND FLOOR | BI01010001010000000000000515BI0100001151 | 8978 | SqM | 70.13 |  |  | Excess(+) | 1 | Full Conversion | INR | [40 empty] | 629627.14 | 629627.14 | INR Six Lakh Twenty Nine Thousand Six Hundred & Twenty Seven and Paise Fourteen Only | 62 | 70.1344 | 70.13
41 | Applying Acrylic Emulsion Paint of approved make and brand on walls and ceiling including sand papering in intermediate coats including putty (to be done under specific instruction of Superintending Engineer) : (Two coats) i) Standard Quality (Two coats) (B) AT FIRST FLOOR | BI01010001010000000000000515BI0100001152 | 8978 | SqM | 70.13 |  |  | Excess(+) | 1 | Full Conversion | INR | [40 empty] | 629627.14 | 629627.14 | INR Six Lakh Twenty Nine Thousand Six Hundred & Twenty Seven and Paise Fourteen Only | 62 | 70.1344 | 70.13
42 | Applying Acrylic Emulsion Paint of approved make and brand on walls and ceiling including sand papering in intermediate coats including putty (to be done under specific instruction of Superintending Engineer) : (Two coats) i) Standard Quality (Two coats) (C) AT SECOND FLOOR | BI01010001010000000000000515BI0100001153 | 6314 | SqM | 70.13 |  |  | Excess(+) | 1 | Full Conversion | INR | [40 empty] | 442800.82 | 442800.82 | INR Four Lakh Forty Two Thousand Eight Hundred and Paise Eighty Two Only | 62 | 70.1344 | 70.13
43 | Applying Acrylic Emulsion Paint of approved make and brand on walls and ceiling including sand papering in intermediate coats including putty (to be done under specific instruction of Superintending Engineer) : (Two coats) i) Standard Quality (Two coats) (D) AT THIRD FLOOR & MUMTY | BI01010001010000000000000515BI0100001154 | 6314 | SqM | 70.13 |  |  | Excess(+) | 1 | Full Conversion | INR | [40 empty] | 442800.82 | 442800.82 | INR Four Lakh Forty Two Thousand Eight Hundred and Paise Eighty Two Only | 62 | 70.1344 | 70.13
44 | Applying Exterior grade Acrylic primer of approved quality and brand on plastered or cencrete surface old or new surface to receive decorative textured(matt finish) or smooth finish acrylic exterior emulsion paint including scraping and preparing the surface throughly, complete as per manufacturer's specification and as per direction of the EIC.[This item to be done under specific instruction of the Superintending Engineer] (b) Two Coats (A) AT GROUND FLOOR | BI01010001010000000000000515BI0100001155 | 2793 | SqM | 51.02 |  |  | Excess(+) | 1 | Full Conversion | INR | [40 empty] | 142498.86 | 142498.86 | INR One Lakh Forty Two Thousand Four Hundred & Ninety Eight and Paise Eighty Six Only | 45.1 | 51.0171 | 51.02
45 | Applying Exterior grade Acrylic primer of approved quality and brand on plastered or cencrete surface old or new surface to receive decorative textured(matt finish) or smooth finish acrylic exterior emulsion paint including scraping and preparing the surface throughly, complete as per manufacturer's specification and as per direction of the EIC.[This item to be done under specific instruction of the Superintending Engineer] (b) Two Coats (B) AT FIRST FLOOR | BI01010001010000000000000515BI0100001156 | 2363 | SqM | 51.82 |  |  | Excess(+) | 1 | Full Conversion | INR | [40 empty] | 122450.66 | 122450.66 | INR One Lakh Twenty Two Thousand Four Hundred & Fifty and Paise Sixty Six Only | 45.81 | 51.8203 | 51.82
46 | Applying Exterior grade Acrylic primer of approved quality and brand on plastered or cencrete surface old or new surface to receive decorative textured(matt finish) or smooth finish acrylic exterior emulsion paint including scraping and preparing the surface throughly, complete as per manufacturer's specification and as per direction of the EIC.[This item to be done under specific instruction of the Superintending Engineer] (b) Two Coats (C) AT SECOND FLOOR | BI01010001010000000000000515BI0100001157 | 1534 | SqM | 52.62 |  |  | Excess(+) | 1 | Full Conversion | INR | [40 empty] | 80719.08 | 80719.08 | INR Eighty Thousand Seven Hundred & Nineteen and Paise Eight Only | 46.52 | 52.6234 | 52.62
47 | Applying Exterior grade Acrylic primer of approved quality and brand on plastered or cencrete surface old or new surface to receive decorative textured(matt finish) or smooth finish acrylic exterior emulsion paint including scraping and preparing the surface throughly, complete as per manufacturer's specification and as per direction of the EIC.[This item to be done under specific instruction of the Superintending Engineer] (b) Two Coats (D) AT THIRD FLOOR & MUMTY | BI01010001010000000000000515BI0100001158 | 2664 | SqM | 53.43 |  |  | Excess(+) | 1 | Full Conversion | INR | [40 empty] | 142337.52 | 142337.52 | INR One Lakh Forty Two Thousand Three Hundred & Thirty Seven and Paise Fifty Two Only | 47.23 | 53.4266 | 53.43
48 | Protective and Decorative Acrylic exterior emulsion paint of approved quality, as per manufacturer's specification and as per direction of EIC to be applied over acrylic primer as required. The rate includes cost of material, labour, scaffolding and all incidental charges but excluding the cost of primer. The items to be selected only with written permission of Superintending Engineer for very resticted and small areas of a building b) Premium 100% Acrylic Emulsion (A) AT GROUND FLOOR | BI01010001010000000000000515BI0100001159 | 2793 | SqM | 95.02 |  |  | Excess(+) | 1 | Full Conversion | INR | [40 empty] | 265390.86 | 265390.86 | INR Two Lakh Sixty Five Thousand Three Hundred & Ninety and Paise Eighty Six Only | 84 | 95.0208 | 95.02
49 | Protective and Decorative Acrylic exterior emulsion paint of approved quality, as per manufacturer's specification and as per direction of EIC to be applied over acrylic primer as required. The rate includes cost of material, labour, scaffolding and all incidental charges but excluding the cost of primer. The items to be selected only with written permission of Superintending Engineer for very resticted and small areas of a building b) Premium 100% Acrylic Emulsion (B) AT FIRST FLOOR | BI01010001010000000000000515BI0100001160 | 2363 | SqM | 95.82 |  |  | Excess(+) | 1 | Full Conversion | INR | [40 empty] | 226422.66 | 226422.66 | INR Two Lakh Twenty Six Thousand Four Hundred & Twenty Two and Paise Sixty Six Only | 84.71 | 95.824 | 95.82
50 | Protective and Decorative Acrylic exterior emulsion paint of approved quality, as per manufacturer's specification and as per direction of EIC to be applied over acrylic primer as required. The rate includes cost of material, labour, scaffolding and all incidental charges but excluding the cost of primer. The items to be selected only with written permission of Superintending Engineer for very resticted and small areas of a building b) Premium 100% Acrylic Emulsion (C) AT SECOND FLOOR | BI01010001010000000000000515BI0100001161 | 1534 | SqM | 96.63 |  |  | Excess(+) | 1 | Full Conversion | INR | [40 empty] | 148230.42 | 148230.42 | INR One Lakh Forty Eight Thousand Two Hundred & Thirty and Paise Forty Two Only | 85.42 | 96.6271 | 96.63
51 | Protective and Decorative Acrylic exterior emulsion paint of approved quality, as per manufacturer's specification and as per direction of EIC to be applied over acrylic primer as required. The rate includes cost of material, labour, scaffolding and all incidental charges but excluding the cost of primer. The items to be selected only with written permission of Superintending Engineer for very resticted and small areas of a building b) Premium 100% Acrylic Emulsion (D) AT THIRD FLOOR & MUMTY | BI01010001010000000000000515BI0100001162 | 2664 | SqM | 97.43 |  |  | Excess(+) | 1 | Full Conversion | INR | [40 empty] | 259553.52 | 259553.52 | INR Two Lakh Fifty Nine Thousand Five Hundred & Fifty Three and Paise Fifty Two Only | 86.13 | 97.4303 | 97.43
52 | Painting with ready mixed red lead paint of approved make and brand : (a) Two coat (A) AT GROUND FLOOR | BI01010001010000000000000515BI0100001163 | 129 | SqM | 62.22 |  |  | Excess(+) | 1 | Full Conversion | INR | [40 empty] | 8026.38 | 8026.38 | INR Eight Thousand &Twenty Six and Paise Thirty Eight Only | 55 | 62.216 | 62.22
53 | Painting with ready mixed red lead paint of approved make and brand : (a) Two coat (B) AT FIRST FLOOR | BI01010001010000000000000515BI0100001164 | 129 | SqM | 62.22 |  |  | Excess(+) | 1 | Full Conversion | INR | [40 empty] | 8026.38 | 8026.38 | INR Eight Thousand &Twenty Six and Paise Thirty Eight Only | 55 | 62.216 | 62.22
54 | Painting with ready mixed red lead paint of approved make and brand : (a) Two coat (C) AT SECOND FLOOR | BI01010001010000000000000515BI0100001165 | 70 | SqM | 62.22 |  |  | Excess(+) | 1 | Full Conversion | INR | [40 empty] | 4355.4 | 4355.4 | INR Four Thousand Three Hundred & Fifty Five and Paise Forty Only | 55 | 62.216 | 62.22
55 | Painting with ready mixed red lead paint of approved make and brand : (a) Two coat (D) AT THIRD FLOOR & MUMTY | BI01010001010000000000000515BI0100001166 | 70 | SqM | 62.22 |  |  | Excess(+) | 1 | Full Conversion | INR | [40 empty] | 4355.4 | 4355.4 | INR Four Thousand Three Hundred & Fifty Five and Paise Forty Only | 55 | 62.216 | 62.22
56 | Painting with best quality synthetic enamel paint of approved make and brand including smoothening surface by sand papering etc. including using of approved putty etc. on the surface, if necessary . On Steel and other Metal Surface .Two coat with any shade except white.With super gloss (hi-gloss) - (A) AT GROUND FLOOR | BI01010001010000000000000515BI0100001167 | 129 | SqM | 89.36 |  |  | Excess(+) | 1 | Full Conversion | INR | [40 empty] | 11527.44 | 11527.44 | INR Eleven Thousand Five Hundred & Twenty Seven and Paise Forty Four Only | 79 | 89.3648 | 89.36
57 | Painting with best quality synthetic enamel paint of approved make and brand including smoothening surface by sand papering etc. including using of approved putty etc. on the surface, if necessary . On Steel and other Metal Surface .Two coat with any shade except white.With super gloss (hi-gloss) - (B) AT FIRST FLOOR | BI01010001010000000000000515BI0100001168 | 129 | SqM | 89.36 |  |  | Excess(+) | 1 | Full Conversion | INR | [40 empty] | 11527.44 | 11527.44 | INR Eleven Thousand Five Hundred & Twenty Seven and Paise Forty Four Only | 79 | 89.3648 | 89.36
58 | Painting with best quality synthetic enamel paint of approved make and brand including smoothening surface by sand papering etc. including using of approved putty etc. on the surface, if necessary . On Steel and other Metal Surface .Two coat with any shade except white.With super gloss (hi-gloss) - (C) AT SECOND FLOOR | BI01010001010000000000000515BI0100001169 | 70 | SqM | 89.36 |  |  | Excess(+) | 1 | Full Conversion | INR | [40 empty] | 6255.2 | 6255.2 | INR Six Thousand Two Hundred & Fifty Five and Paise Twenty Only | 79 | 89.3648 | 89.36
59 | Painting with best quality synthetic enamel paint of approved make and brand including smoothening surface by sand papering etc. including using of approved putty etc. on the surface, if necessary . On Steel and other Metal Surface .Two coat with any shade except white.With super gloss (hi-gloss) - (D) AT THIRD FLOOR & MUMTY | BI01010001010000000000000515BI0100001170 | 70 | SqM | 89.36 |  |  | Excess(+) | 1 | Full Conversion | INR | [40 empty] | 6255.2 | 6255.2 | INR Six Thousand Two Hundred & Fifty Five and Paise Twenty Only | 79 | 89.3648 | 89.36
60 | Priming one coat on timber or plastered surface with synthetic oil bound primer of approved quality including smoothening surfaces by sand papering etc. (A) AT GROUND FLOOR | BI01010001010000000000000515BI0100001171 | 172 | SqM | 42.99 |  |  | Excess(+) | 1 | Full Conversion | INR | [40 empty] | 7394.28 | 7394.28 | INR Seven Thousand Three Hundred & Ninety Four and Paise Twenty Eight Only | 38 | 42.9856 | 42.99
61 | Priming one coat on timber or plastered surface with synthetic oil bound primer of approved quality including smoothening surfaces by sand papering etc. (B) AT FIRST FLOOR | BI01010001010000000000000515BI0100001172 | 172 | SqM | 42.99 |  |  | Excess(+) | 1 | Full Conversion | INR | [40 empty] | 7394.28 | 7394.28 | INR Seven Thousand Three Hundred & Ninety Four and Paise Twenty Eight Only | 38 | 42.9856 | 42.99
62 | Priming one coat on timber or plastered surface with synthetic oil bound primer of approved quality including smoothening surfaces by sand papering etc. (C) AT SECOND FLOOR | BI01010001010000000000000515BI0100001173 | 90 | SqM | 42.99 |  |  | Excess(+) | 1 | Full Conversion | INR | [40 empty] | 3869.1 | 3869.1 | INR Three Thousand Eight Hundred & Sixty Nine and Paise Ten Only | 38 | 42.9856 | 42.99
63 | Priming one coat on timber or plastered surface with synthetic oil bound primer of approved quality including smoothening surfaces by sand papering etc. (D) AT THIRD FLOOR & MUMTY | BI01010001010000000000000515BI0100001174 | 90 | SqM | 42.99 |  |  | Excess(+) | 1 | Full Conversion | INR | [40 empty] | 3869.1 | 3869.1 | INR Three Thousand Eight Hundred & Sixty Nine and Paise Ten Only | 38 | 42.9856 | 42.99
64 | Painting with best quality synthetic enamel paint of approved make and brand including smoothening surface by sand papering etc. including using of approved putty etc. on the surface, if necessary :(a) On timber or plastered surface. With super gloss (hi-gloss) -(iv) Two coats (with any shade except white) (A) AT GROUND FLOOR | BI01010001010000000000000515BI0100001175 | 172 | SqM | 91.63 |  |  | Excess(+) | 1 | Full Conversion | INR | [40 empty] | 15760.36 | 15760.36 | INR Fifteen Thousand Seven Hundred & Sixty and Paise Thirty Six Only | 81 | 91.6272 | 91.63
65 | Painting with best quality synthetic enamel paint of approved make and brand including smoothening surface by sand papering etc. including using of approved putty etc. on the surface, if necessary :(a) On timber or plastered surface. With super gloss (hi-gloss) -(iv) Two coats (with any shade except white) (B) AT FIRST FLOOR | BI01010001010000000000000515BI0100001176 | 172 | SqM | 91.63 |  |  | Excess(+) | 1 | Full Conversion | INR | [40 empty] | 15760.36 | 15760.36 | INR Fifteen Thousand Seven Hundred & Sixty and Paise Thirty Six Only | 81 | 91.6272 | 91.63
66 | Painting with best quality synthetic enamel paint of approved make and brand including smoothening surface by sand papering etc. including using of approved putty etc. on the surface, if necessary :(a) On timber or plastered surface. With super gloss (hi-gloss) -(iv) Two coats (with any shade except white) (C) AT SECOND FLOOR | BI01010001010000000000000515BI0100001177 | 90 | SqM | 91.63 |  |  | Excess(+) | 1 | Full Conversion | INR | [40 empty] | 8246.7 | 8246.7 | INR Eight Thousand Two Hundred & Forty Six and Paise Seventy Only | 81 | 91.6272 | 91.63
67 | Painting with best quality synthetic enamel paint of approved make and brand including smoothening surface by sand papering etc. including using of approved putty etc. on the surface, if necessary :(a) On timber or plastered surface. With super gloss (hi-gloss) -(iv) Two coats (with any shade except white) (D) AT THIRD FLOOR & MUMTY | BI01010001010000000000000515BI0100001178 | 90 | SqM | 91.63 |  |  | Excess(+) | 1 | Full Conversion | INR | [40 empty] | 8246.7 | 8246.7 | INR Eight Thousand Two Hundred & Forty Six and Paise Seventy Only | 81 | 91.6272 | 91.63
68 | 18 mm. to 22 mm. thick, kota stone slab set in 20 mm thick (avg) cement mortar (1:4) in floor, stair & lobby including pointing in cement slurry with admixture of pigment matching the stone shade, including grinding & polishing as per direction of Engineer - in - charge to match with the existing work. [Slurry for bedding @ 4.4 kg/Sq.m and pointing @2.0 kg/Sq.m] (A) AT GROUND FLOOR | BI01010001010000000000000515BI0100001179 | 556 | SqM | 1144.77 |  |  | Excess(+) | 1 | Full Conversion | INR | [40 empty] | 636492.12 | 636492.12 | INR Six Lakh Thirty Six Thousand Four Hundred & Ninety Two and Paise Twelve Only | 1012 | 1144.7744 | 1144.77
69 | 18 mm. to 22 mm. thick, kota stone slab set in 20 mm thick (avg) cement mortar (1:4) in floor, stair & lobby including pointing in cement slurry with admixture of pigment matching the stone shade, including grinding & polishing as per direction of Engineer - in - charge to match with the existing work. [Slurry for bedding @ 4.4 kg/Sq.m and pointing @2.0 kg/Sq.m] (B) AT FIRST FLOOR | BI01010001010000000000000515BI0100001180 | 450 | SqM | 1158.35 |  |  | Excess(+) | 1 | Full Conversion | INR | [40 empty] | 521257.5 | 521257.5 | INR Five Lakh Twenty One Thousand Two Hundred & Fifty Seven and Paise Fifty Only | 1024 | 1158.3488 | 1158.35
70 | 18 mm. to 22 mm. thick, kota stone slab set in 20 mm thick (avg) cement mortar (1:4) in floor, stair & lobby including pointing in cement slurry with admixture of pigment matching the stone shade, including grinding & polishing as per direction of Engineer - in - charge to match with the existing work. [Slurry for bedding @ 4.4 kg/Sq.m and pointing @2.0 kg/Sq.m] (C) AT SECOND FLOOR | BI01010001010000000000000515BI0100001181 | 356 | SqM | 1171.92 |  |  | Excess(+) | 1 | Full Conversion | INR | [40 empty] | 417203.52 | 417203.52 | INR Four Lakh Seventeen Thousand Two Hundred & Three and Paise Fifty Two Only | 1036 | 1171.9232 | 1171.92
71 | 18 mm. to 22 mm. thick, kota stone slab set in 20 mm thick (avg) cement mortar (1:4) in floor, stair & lobby including pointing in cement slurry with admixture of pigment matching the stone shade, including grinding & polishing as per direction of Engineer - in - charge to match with the existing work. [Slurry for bedding @ 4.4 kg/Sq.m and pointing @2.0 kg/Sq.m] (D) AT THIRD FLOOR & MUMTY | BI01010001010000000000000515BI0100001182 | 356 | SqM | 1185.5 |  |  | Excess(+) | 1 | Full Conversion | INR | [40 empty] | 422038 | 422038 | INR Four Lakh Twenty Two Thousand &Thirty Eight Only | 1048 | 1185.4976 | 1185.5
72 | Extra cost of labour for pre finish and pre moulded nosing to treads of steps,railing,window sil etc of kota stone. | BI01010001010000000000000515BI0100001183 | 129 | Rm | 253.39 |  |  | Excess(+) | 1 | Full Conversion | INR | [40 empty] | 32687.31 | 32687.31 | INR Thirty Two Thousand Six Hundred & Eighty Seven and Paise Thirty One Only | 224 | 253.3888 | 253.39
73 | Supplying, fitting and fixing 18 mm. to 22mm. thick kota stone slab in wall, dado in 15mm thick [avg] cement mortar (1:3) includingmaking suitable arrangement to hold thestone properly by brass / copper hooksincluding pointing in cement mortar (1:2) (1cement : 2 marble dust) with admixture ofpigments matching the stone shadeincluding grinding and polishing all completeas per direction of Engineer-in-charge including cost of materials, labour, scaffolding, staging, curing complete.[Using cement slurry for bedding @4.4 kg/Sq.m and for jointing @1.8 kg/Sq.m] (A) AT GROUND FLOOR | BI01010001010000000000000515BI0100001184 | 125 | SqM | 1300.88 |  |  | Excess(+) | 1 | Full Conversion | INR | [40 empty] | 162610 | 162610 | INR One Lakh Sixty Two Thousand Six Hundred & Ten Only | 1150 | 1300.88 | 1300.88
74 | Supplying, fitting and fixing 18 mm. to 22mm. thick kota stone slab in wall, dado in 15mm thick [avg] cement mortar (1:3) includingmaking suitable arrangement to hold thestone properly by brass / copper hooksincluding pointing in cement mortar (1:2) (1cement : 2 marble dust) with admixture ofpigments matching the stone shadeincluding grinding and polishing all completeas per direction of Engineer-in-charge including cost of materials, labour, scaffolding, staging, curing complete.[Using cement slurry for bedding @4.4 kg/Sq.m and for jointing @1.8 kg/Sq.m] (B) AT FIRST FLOOR | BI01010001010000000000000515BI0100001185 | 106 | SqM | 1314.45 |  |  | Excess(+) | 1 | Full Conversion | INR | [40 empty] | 139331.7 | 139331.7 | INR One Lakh Thirty Nine Thousand Three Hundred & Thirty One and Paise Seventy Only | 1162 | 1314.4544 | 1314.45
75 | Supplying, fitting and fixing 18 mm. to 22mm. thick kota stone slab in wall, dado in 15mm thick [avg] cement mortar (1:3) includingmaking suitable arrangement to hold thestone properly by brass / copper hooksincluding pointing in cement mortar (1:2) (1cement : 2 marble dust) with admixture ofpigments matching the stone shadeincluding grinding and polishing all completeas per direction of Engineer-in-charge including cost of materials, labour, scaffolding, staging, curing complete.[Using cement slurry for bedding @4.4 kg/Sq.m and for jointing @1.8 kg/Sq.m] (C) AT SECOND FLOOR | BI01010001010000000000000515BI0100001186 | 74 | SqM | 1328.03 |  |  | Excess(+) | 1 | Full Conversion | INR | [40 empty] | 98274.22 | 98274.22 | INR Ninety Eight Thousand Two Hundred & Seventy Four and Paise Twenty Two Only | 1174 | 1328.0288 | 1328.03
76 | Supplying, fitting and fixing 18 mm. to 22mm. thick kota stone slab in wall, dado in 15mm thick [avg] cement mortar (1:3) includingmaking suitable arrangement to hold thestone properly by brass / copper hooksincluding pointing in cement mortar (1:2) (1cement : 2 marble dust) with admixture ofpigments matching the stone shadeincluding grinding and polishing all completeas per direction of Engineer-in-charge including cost of materials, labour, scaffolding, staging, curing complete.[Using cement slurry for bedding @4.4 kg/Sq.m and for jointing @1.8 kg/Sq.m] (D) AT THIRD FLOOR & MUMTY | BI01010001010000000000000515BI0100001187 | 74 | SqM | 1341.6 |  |  | Excess(+) | 1 | Full Conversion | INR | [40 empty] | 99278.4 | 99278.4 | INR Ninety Nine Thousand Two Hundred & Seventy Eight and Paise Forty Only | 1186 | 1341.6032 | 1341.6
77 | Supplying, fitting & fixing 1st quality Ceramic tiles in walls and floors to match with the existing work & 4 nos. of key stones (10mm) fixed with araldite at the back of each tile & finishing the joints with white cement mixed with colouring oxide if required to match the colour of tiles including roughening of concrete surface, if necessary or by synthetic adhesive & grout materials etc. (A) Floor With Sand Cement Mortar (1:4) 20 mm thick & 2 mm thick cement slurry at back side of tiles using cement @ 2.91 Kg/Sq.m & joint filling using white cement slurry @ 0.20kg/Sq.m (b) Area of each tile above 0.09 Sq.m (i) Coloured decorative (A) AT GROUND FLOOR | BI01010001010000000000000515BI0100001188 | 1123 | SqM | 1021.47 |  |  | Excess(+) | 1 | Full Conversion | INR | [40 empty] | 1147110.81 | 1147110.81 | INR Eleven Lakh Forty Seven Thousand One Hundred & Ten and Paise Eighty One Only | 903 | 1021.4736 | 1021.47
78 | Supplying, fitting & fixing 1st quality Ceramic tiles in walls and floors to match with the existing work & 4 nos. of key stones (10mm) fixed with araldite at the back of each tile & finishing the joints with white cement mixed with colouring oxide if required to match the colour of tiles including roughening of concrete surface, if necessary or by synthetic adhesive & grout materials etc. (A) Floor With Sand Cement Mortar (1:4) 20 mm thick & 2 mm thick cement slurry at back side of tiles using cement @ 2.91 Kg/Sq.m & joint filling using white cement slurry @ 0.20kg/Sq.m (b) Area of each tile above 0.09 Sq.m (i) Coloured decorative (B) AT FIRST FLOOR | BI01010001010000000000000515BI0100001189 | 1123 | SqM | 1027.13 |  |  | Excess(+) | 1 | Full Conversion | INR | [40 empty] | 1153466.99 | 1153466.99 | INR Eleven Lakh Fifty Three Thousand Four Hundred & Sixty Six and Paise Ninety Nine Only | 908 | 1027.1296 | 1027.13
79 | Supplying, fitting & fixing 1st quality Ceramic tiles in walls and floors to match with the existing work & 4 nos. of key stones (10mm) fixed with araldite at the back of each tile & finishing the joints with white cement mixed with colouring oxide if required to match the colour of tiles including roughening of concrete surface, if necessary or by synthetic adhesive & grout materials etc. (A) Floor With Sand Cement Mortar (1:4) 20 mm thick & 2 mm thick cement slurry at back side of tiles using cement @ 2.91 Kg/Sq.m & joint filling using white cement slurry @ 0.20kg/Sq.m (b) Area of each tile above 0.09 Sq.m (i) Coloured decorative (C) AT SECOND FLOOR | BI01010001010000000000000515BI0100001190 | 1123 | SqM | 1032.79 |  |  | Excess(+) | 1 | Full Conversion | INR | [40 empty] | 1159823.17 | 1159823.17 | INR Eleven Lakh Fifty Nine Thousand Eight Hundred & Twenty Three and Paise Seventeen Only | 913 | 1032.7856 | 1032.79
80 | Supplying, fitting & fixing 1st quality Ceramic tiles in walls and floors to match with the existing work & 4 nos. of key stones (10mm) fixed with araldite at the back of each tile & finishing the joints with white cement mixed with colouring oxide if required to match the colour of tiles including roughening of concrete surface, if necessary or by synthetic adhesive & grout materials etc. (A) Floor With Sand Cement Mortar (1:4) 20 mm thick & 2 mm thick cement slurry at back side of tiles using cement @ 2.91 Kg/Sq.m & joint filling using white cement slurry @ 0.20kg/Sq.m (b) Area of each tile above 0.09 Sq.m (i) Coloured decorative (D) AT THIRD FLOOR & MUMTY | BI01010001010000000000000515BI0100001191 | 1123 | SqM | 1038.44 |  |  | Excess(+) | 1 | Full Conversion | INR | [40 empty] | 1166168.12 | 1166168.12 | INR Eleven Lakh Sixty Six Thousand One Hundred & Sixty Eight and Paise Twelve Only | 918 | 1038.4416 | 1038.44
81 | Supplying, fitting & fixing 1st quality Ceramic tiles in walls and floors to match with the existing work & 4 nos. of key stones (10mm) fixed with araldite at the back of each tile & finishing the joints with white cement mixed with colouring oxide if required to match the colour of tiles including roughening of concrete surface, if necessary or by synthetic adhesive & grout materials etc. (A) Floor With Sand Cement Mortar (1:4) 20 mm thick & 2 mm thick cement slurry at back side of tiles using cement @ 2.91 Kg/Sq.m & joint filling using white cement slurry @ 0.20kg/Sq.m (b) Area of each tile upto 0.09 Sq.m (ii) Other than Coloured decorative including white (A) AT GROUND FLOOR | BI01010001010000000000000515BI0100001192 | 462 | SqM | 962.65 |  |  | Excess(+) | 1 | Full Conversion | INR | [40 empty] | 444744.3 | 444744.3 | INR Four Lakh Forty Four Thousand Seven Hundred & Forty Four and Paise Thirty Only | 851 | 962.6512 | 962.65
82 | Supplying, fitting & fixing 1st quality Ceramic tiles in walls and floors to match with the existing work & 4 nos. of key stones (10mm) fixed with araldite at the back of each tile & finishing the joints with white cement mixed with colouring oxide if required to match the colour of tiles including roughening of concrete surface, if necessary or by synthetic adhesive & grout materials etc. (A) Floor With Sand Cement Mortar (1:4) 20 mm thick & 2 mm thick cement slurry at back side of tiles using cement @ 2.91 Kg/Sq.m & joint filling using white cement slurry @ 0.20kg/Sq.m (b) Area of each tile upto 0.09 Sq.m (ii) Other than Coloured decorative including white (B) AT FIRST FLOOR | BI01010001010000000000000515BI0100001193 | 462 | SqM | 968.31 |  |  | Excess(+) | 1 | Full Conversion | INR | [40 empty] | 447359.22 | 447359.22 | INR Four Lakh Forty Seven Thousand Three Hundred & Fifty Nine and Paise Twenty Two Only | 856 | 968.3072 | 968.31
83 | Supplying, fitting & fixing 1st quality Ceramic tiles in walls and floors to match with the existing work & 4 nos. of key stones (10mm) fixed with araldite at the back of each tile & finishing the joints with white cement mixed with colouring oxide if required to match the colour of tiles including roughening of concrete surface, if necessary or by synthetic adhesive & grout materials etc. (A) Floor With Sand Cement Mortar (1:4) 20 mm thick & 2 mm thick cement slurry at back side of tiles using cement @ 2.91 Kg/Sq.m & joint filling using white cement slurry @ 0.20kg/Sq.m (b) Area of each tile upto 0.09 Sq.m (ii) Other than Coloured decorative including white (C) AT SECOND FLOOR | BI01010001010000000000000515BI0100001194 | 200 | SqM | 973.96 |  |  | Excess(+) | 1 | Full Conversion | INR | [40 empty] | 194792 | 194792 | INR One Lakh Ninety Four Thousand Seven Hundred & Ninety Two Only | 861 | 973.9632 | 973.96
84 | Supplying, fitting & fixing 1st quality Ceramic tiles in walls and floors to match with the existing work & 4 nos. of key stones (10mm) fixed with araldite at the back of each tile & finishing the joints with white cement mixed with colouring oxide if required to match the colour of tiles including roughening of concrete surface, if necessary or by synthetic adhesive & grout materials etc. (A) Floor With Sand Cement Mortar (1:4) 20 mm thick & 2 mm thick cement slurry at back side of tiles using cement @ 2.91 Kg/Sq.m & joint filling using white cement slurry @ 0.20kg/Sq.m (b) Area of each tile upto 0.09 Sq.m (ii) Other than Coloured decorative including white (D) AT THIRD FLOOR & MUMTY | BI01010001010000000000000515BI0100001195 | 200 | SqM | 979.62 |  |  | Excess(+) | 1 | Full Conversion | INR | [40 empty] | 195924 | 195924 | INR One Lakh Ninety Five Thousand Nine Hundred & Twenty Four Only | 866 | 979.6192 | 979.62
85 | Supplying, fitting & fixing 1st quality Ceramic tiles in walls and floors to match with the existing work & 4 nos. of key stones (10mm) fixed with araldite at the back of each tile & finishing the joints with white cement mixed with colouring oxide if required to match the colour of tiles including roughening of concrete surface, if necessary or by synthetic adhesive & grout materials etc. .(B) Wall With Sand Cement Mortar (1:3) 15 mm thick & 2 mm thick cement slurry at back side of tiles using cement @ 2.91 Kg/Sq.m & joint filling using white cement slurry @ 0.20kg/Sq.m (b) Area of each tile upto 0.09 Sq.m (ii) Other than Coloured decorative including white (A) AT GROUND FLOOR | BI01010001010000000000000515BI0100001196 | 602 | SqM | 795.23 |  |  | Excess(+) | 1 | Full Conversion | INR | [40 empty] | 478728.46 | 478728.46 | INR Four Lakh Seventy Eight Thousand Seven Hundred & Twenty Eight and Paise Forty Six Only | 703 | 795.2336 | 795.23
86 | Supplying, fitting & fixing 1st quality Ceramic tiles in walls and floors to match with the existing work & 4 nos. of key stones (10mm) fixed with araldite at the back of each tile & finishing the joints with white cement mixed with colouring oxide if required to match the colour of tiles including roughening of concrete surface, if necessary or by synthetic adhesive & grout materials etc. .(B) Wall With Sand Cement Mortar (1:3) 15 mm thick & 2 mm thick cement slurry at back side of tiles using cement @ 2.91 Kg/Sq.m & joint filling using white cement slurry @ 0.20kg/Sq.m (b) Area of each tile upto 0.09 Sq.m (ii) Other than Coloured decorative including white (B) AT FIRST FLOOR | BI01010001010000000000000515BI0100001197 | 602 | SqM | 800.89 |  |  | Excess(+) | 1 | Full Conversion | INR | [40 empty] | 482135.78 | 482135.78 | INR Four Lakh Eighty Two Thousand One Hundred & Thirty Five and Paise Seventy Eight Only | 708 | 800.8896 | 800.89
87 | Supplying, fitting & fixing 1st quality Ceramic tiles in walls and floors to match with the existing work & 4 nos. of key stones (10mm) fixed with araldite at the back of each tile & finishing the joints with white cement mixed with colouring oxide if required to match the colour of tiles including roughening of concrete surface, if necessary or by synthetic adhesive & grout materials etc. .(B) Wall With Sand Cement Mortar (1:3) 15 mm thick & 2 mm thick cement slurry at back side of tiles using cement @ 2.91 Kg/Sq.m & joint filling using white cement slurry @ 0.20kg/Sq.m (b) Area of each tile upto 0.09 Sq.m (ii) Other than Coloured decorative including white (C) AT SECOND FLOOR | BI01010001010000000000000515BI0100001198 | 340 | SqM | 806.55 |  |  | Excess(+) | 1 | Full Conversion | INR | [40 empty] | 274227 | 274227 | INR Two Lakh Seventy Four Thousand Two Hundred & Twenty Seven Only | 713 | 806.5456 | 806.55
88 | Supplying, fitting & fixing 1st quality Ceramic tiles in walls and floors to match with the existing work & 4 nos. of key stones (10mm) fixed with araldite at the back of each tile & finishing the joints with white cement mixed with colouring oxide if required to match the colour of tiles including roughening of concrete surface, if necessary or by synthetic adhesive & grout materials etc. .(B) Wall With Sand Cement Mortar (1:3) 15 mm thick & 2 mm thick cement slurry at back side of tiles using cement @ 2.91 Kg/Sq.m & joint filling using white cement slurry @ 0.20kg/Sq.m (b) Area of each tile upto 0.09 Sq.m (ii) Other than Coloured decorative including white (D) AT THIRD FLOOR & MUMTY | BI01010001010000000000000515BI0100001199 | 340 | SqM | 812.2 |  |  | Excess(+) | 1 | Full Conversion | INR | [40 empty] | 276148 | 276148 | INR Two Lakh Seventy Six Thousand One Hundred & Forty Eight Only | 718 | 812.2016 | 812.2
89 | Supplying and laying true to line and level vitrified tiles of approved brand (size not less than 600 mm X 600 mm X 10 mm thick) in floor, skirting etc. set in 20 mm sand cementmortar (1:4) and 2 mm thick cement slurry back side of tiles using cement @ 2.91Kg./sqM or using polymerised adhesive (6 mm thick layer applied directly over finished artificial stone floor/Mosaic etc without any backingcourse) laid after application slurry using 1.75 Kg of cement per sqM belowmortar only, joints grouted with admixture of white cement and colouring pigment to match with colour of tiles / epoxygrout materials of approved make as directed and removal of wax coating of top surface of tiles with warm water and polishing the tiles using soft and dry cloth upto mirror finish complete including the cost of materials, labour and all otherincidental charges complete true to the manufacturer's specification and direction of Engineer-in-Charge. (Whitecement, synthetic adhesive and grout material to be supplied by the contra conc (I) With application slurry @1.75 kg/ Sq.m, 20 mm sand cement mortar (1:4) & 2 mm thick cement slurry at back side of tiles, 0.2 kg/ Sq.m white cement for joint filling with pigment. (B) Light Colour (A) AT GROUND FLOOR | BI01010001010000000000000515BI0100001200 | 653 | SqM | 1435.49 |  |  | Excess(+) | 1 | Full Conversion | INR | [40 empty] | 937374.97 | 937374.97 | INR Nine Lakh Thirty Seven Thousand Three Hundred & Seventy Four and Paise Ninety Seven Only | 1269 | 1435.4928 | 1435.49
90 | Supplying and laying true to line and level vitrified tiles of approved brand (size not less than 600 mm X 600 mm X 10 mm thick) in floor, skirting etc. set in 20 mm sand cementmortar (1:4) and 2 mm thick cement slurry back side of tiles using cement @ 2.91Kg./sqM or using polymerised adhesive (6 mm thick layer applied directly over finished artificial stone floor/Mosaic etc without any backingcourse) laid after application slurry using 1.75 Kg of cement per sqM belowmortar only, joints grouted with admixture of white cement and colouring pigment to match with colour of tiles / epoxygrout materials of approved make as directed and removal of wax coating of top surface of tiles with warm water and polishing the tiles using soft and dry cloth upto mirror finish complete including the cost of materials, labour and all otherincidental charges complete true to the manufacturer's specification and direction of Engineer-in-Charge. (Whitecement, synthetic adhesive and grout material to be supplied by the contra conc (I) With application slurry @1.75 kg/ Sq.m, 20 mm sand cement mortar (1:4) & 2 mm thick cement slurry at back side of tiles, 0.2 kg/ Sq.m white cement for joint filling with pigment. (B) Light Colour (B) AT FIRST FLOOR | BI01010001010000000000000515BI0100001201 | 653 | SqM | 1441.15 |  |  | Excess(+) | 1 | Full Conversion | INR | [40 empty] | 941070.95 | 941070.95 | INR Nine Lakh Forty One Thousand &Seventy and Paise Ninety Five Only | 1274 | 1441.1488 | 1441.15
91 | Supplying, fitting and fixing Black Stone slab used in Kitchen slab, alcove, wardrobe etc. laid and jointed with necessary adhesive Cement mortar (1:2) including grinding or polishing as per direction of Engineer-in -Charge in Ground Floor.(a) Slab Thickness 20 to 25 mm (A) AT GROUND FLOOR | BI01010001010000000000000515BI0100001202 | 39 | Sq.M | 727.36 |  |  | Excess(+) | 1 | Full Conversion | INR | [40 empty] | 28367.04 | 28367.04 | INR Twenty Eight Thousand Three Hundred & Sixty Seven and Paise Four Only | 643 | 727.3616 | 727.36
92 | Wood work in door and window frame fitted and fixed in position complete including a protective coat of painting at the contact surface of the frame exluding cost of concrete, Iron Butt Hinges and M.S clamps. (The quantum should be correted upto three decimals). (c) Sal : Siliguri. (A) AT GROUND FLOOR | BI01010001010000000000000515BI0100001203 | 0.2 | CuM. | 92686 |  |  | Excess(+) | 1 | Full Conversion | INR | [40 empty] | 18537.2 | 18537.2 | INR Eighteen Thousand Five Hundred & Thirty Seven and Paise Twenty Only | 81936 | 92686.0032 | 92686
93 | Wood work in door and window frame fitted and fixed in position complete including a protective coat of painting at the contact surface of the frame exluding cost of concrete, Iron Butt Hinges and M.S clamps. (The quantum should be correted upto three decimals). (c) Sal : Siliguri. (B) AT FIRST FLOOR | BI01010001010000000000000515BI0100001204 | 0.2 | CuM. | 92912.24 |  |  | Excess(+) | 1 | Full Conversion | INR | [40 empty] | 18582.448 | 18582.448 | INR Eighteen Thousand Five Hundred & Eighty Two and Paise Forty Five Only | 82136 | 92912.2432 | 92912.24
94 | M.S.or W.I. Ornamental grill of approved design joints continuously welded with M.S, W.I. Flats and bars of windows, railing etc. fitted and fixed with necessary screws and lugs in ground floor. (ii) Grill weighing above 10 Kg./sq.mtr and up to 16 Kg./sq. mtr (A) AT GROUND FLOOR | BI01010001010000000000000515BI0100001205 | 1.027 | Qntl | 11335.76 |  |  | Excess(+) | 1 | Full Conversion | INR | [40 empty] | 11641.8255 | 11641.8255 | INR Eleven Thousand Six Hundred & Forty One and Paise Eighty Three Only | 10021 | 11335.7552 | 11335.76
95 | M.S.or W.I. Ornamental grill of approved design joints continuously welded with M.S, W.I. Flats and bars of windows, railing etc. fitted and fixed with necessary screws and lugs in ground floor. (ii) Grill weighing above 10 Kg./sq.mtr and up to 16 Kg./sq. mtr (B) AT FIRST FLOOR | BI01010001010000000000000515BI0100001206 | 1 | Qntl | 11449.11 |  |  | Excess(+) | 1 | Full Conversion | INR | [40 empty] | 11449.11 | 11449.11 | INR Eleven Thousand Four Hundred & Forty Nine and Paise Eleven Only | 10121.21 | 11449.1128 | 11449.11
96 | M.S.or W.I. Ornamental grill of approved design joints continuously welded with M.S, W.I. Flats and bars of windows, railing etc. fitted and fixed with necessary screws and lugs in ground floor. (ii) Grill weighing above 10 Kg./sq.mtr and up to 16 Kg./sq. mtr (C) AT SECOND FLOOR | BI01010001010000000000000515BI0100001207 | 1 | Qntl | 11563.6 |  |  | Excess(+) | 1 | Full Conversion | INR | [40 empty] | 11563.6 | 11563.6 | INR Eleven Thousand Five Hundred & Sixty Three and Paise Sixty Only | 10222.4221 | 11563.6039 | 11563.6
97 | M.S.or W.I. Ornamental grill of approved design joints continuously welded with M.S, W.I. Flats and bars of windows, railing etc. fitted and fixed with necessary screws and lugs in ground floor. (ii) Grill weighing above 10 Kg./sq.mtr and up to 16 Kg./sq. mtr (D) AT THIRD FLOOR & MUMTY | BI01010001010000000000000515BI0100001208 | 1 | Qntl | 11679.24 |  |  | Excess(+) | 1 | Full Conversion | INR | [40 empty] | 11679.24 | 11679.24 | INR Eleven Thousand Six Hundred & Seventy Nine and Paise Twenty Four Only | 10324.6463 | 11679.2399 | 11679.24
98 | Anodised aliminium D-type handle of approved quality manufactured from extruded section conforming to I.S. specification (I.S. 230/72) fitted and fixed complete:(a) With continuous plate base (Hexagonal / Round rod) (v) 125 mm grip x 12 mm dia rod. | BI01010001010000000000000515BI0100001209 | 203 | Each | 116.51 |  |  | Excess(+) | 1 | Full Conversion | INR | [40 empty] | 23651.53 | 23651.53 | INR Twenty Three Thousand Six Hundred & Fifty One and Paise Fifty Three Only | 103 | 116.5136 | 116.51
99 | Supplying, fitting and fixing M.S. clamps for door and window frame made of flat bent bar, end bifurcated with necessary screws etc. by cement concrete(1:2:4) as per direction. (Cost of concrete will be paid separately). 40mm X 6mm, 250mm Length | BI01010001010000000000000515BI0100001210 | 59 | Each | 32.8 |  |  | Excess(+) | 1 | Full Conversion | INR | [40 empty] | 1935.2 | 1935.2 | INR One Thousand Nine Hundred & Thirty Five and Paise Twenty Only | 29 | 32.8048 | 32.8
100 | Iron butt hinges of approved quality fitted and fixed with steel screws, with ISI mark 100mm X 50mm X 1.25mm | BI01010001010000000000000515BI0100001211 | 814 | Each | 48.64 |  |  | Excess(+) | 1 | Full Conversion | INR | [40 empty] | 39592.96 | 39592.96 | INR Thirty Nine Thousand Five Hundred & Ninety Two and Paise Ninety Six Only | 43 | 48.6416 | 48.64
101 | Iron hasp bolt of approved quality fitted and fixed complete (oxidised) with 16mm dia rod with centre bolt and round fitting. 250mm long. | BI01010001010000000000000515BI0100001212 | 203 | Each | 179.86 |  |  | Excess(+) | 1 | Full Conversion | INR | [40 empty] | 36511.58 | 36511.58 | INR Thirty Six Thousand Five Hundred & Eleven and Paise Fifty Eight Only | 159 | 179.8608 | 179.86
102 | Door stopper.(Brass) | BI01010001010000000000000515BI0100001213 | 12 | Each | 132.35 |  |  | Excess(+) | 1 | Full Conversion | INR | [40 empty] | 1588.2 | 1588.2 | INR One Thousand Five Hundred & Eighty Eight and Paise Twenty Only | 117 | 132.3504 | 132.35
103 | Supplying 'Godrej' mortice lock chromium plated with keys 6 levers including fitting & fixing complete | BI01010001010000000000000515BI0100001214 | 8 | Each | 2210.36 |  |  | Excess(+) | 1 | Full Conversion | INR | [40 empty] | 17682.88 | 17682.88 | INR Seventeen Thousand Six Hundred & Eighty Two and Paise Eighty Eight Only | 1954 | 2210.3648 | 2210.36
104 | Anodised aluminium barrel / tower /socket bolt (full covered) of approved manufractured from extructed section conforming to I.S. 204/74 fitted with cadmium plated screws. 200mm long x 10mm dia. bolt. | BI01010001010000000000000515BI0100001215 | 203 | Each | 88.23 |  |  | Excess(+) | 1 | Full Conversion | INR | [40 empty] | 17910.69 | 17910.69 | INR Seventeen Thousand Nine Hundred & Ten and Paise Sixty Nine Only | 78 | 88.2336 | 88.23
105 | Supplying bubble free float glass of approved make and brand conforming to IS: 2835-1987. ii) 4mm thick coloured / tinted / smoke glass. | BI01010001010000000000000515BI0100001216 | 156 | SqM. | 529.4 |  |  | Excess(+) | 1 | Full Conversion | INR | [40 empty] | 82586.4 | 82586.4 | INR Eighty Two Thousand Five Hundred & Eighty Six and Paise Forty Only | 468 | 529.4016 | 529.4
106 | Taking out shutter of door and window, dismantling by parts (for repair or replacement of damaged parts) , reassembling and refitting and rehanging same with old fittings but with new screws as necessary. (Where different parts of same shutter are renewed under different item, payment under item 73 will be made once only). | BI01010001010000000000000515BI0100001217 | 356 | Sq.M | 142.53 |  |  | Excess(+) | 1 | Full Conversion | INR | [40 empty] | 50740.68 | 50740.68 | INR Fifty Thousand Seven Hundred & Forty and Paise Sixty Eight Only | 126 | 142.5312 | 142.53
107 | Reparing collapsible gate by cutting out all rivets as necessary reassambling all members including welding pieces of channels, sraightening bent bars and rivetting with new rivets and fitting in position and painting two coats | BI01010001010000000000000515BI0100001218 | 59 | Sqm | 428.72 |  |  | Excess(+) | 1 | Full Conversion | INR | [40 empty] | 25294.48 | 25294.48 | INR Twenty Five Thousand Two Hundred & Ninety Four and Paise Forty Eight Only | 379 | 428.7248 | 428.72
108 | Easing and oiling, cleaning collapsible gate and repairing to locking arrangements. | BI01010001010000000000000515BI0100001219 | 59 | Sqm | 19.23 |  |  | Excess(+) | 1 | Full Conversion | INR | [40 empty] | 1134.57 | 1134.57 | INR One Thousand One Hundred & Thirty Four and Paise Fifty Seven Only | 17 | 19.2304 | 19.23
109 | Renewing 125mm long wooden buffer block | BI01010001010000000000000515BI0100001220 | 282 | Each | 64.48 |  |  | Excess(+) | 1 | Full Conversion | INR | [40 empty] | 18183.36 | 18183.36 | INR Eighteen Thousand One Hundred & Eighty Three and Paise Thirty Six Only | 57 | 64.4784 | 64.48
110 | Labour for dismantling G.I. pipe with fittings. (ix) 100 mm | BI01010001010000000000000515BI0100001221 | 1369 | Mtr. | 12.44 |  |  | Excess(+) | 1 | Full Conversion | INR | [40 empty] | 17030.36 | 17030.36 | INR Seventeen Thousand &Thirty and Paise Thirty Six Only | 11 | 12.4432 | 12.44
111 | Dismantling wash basin with brackets with or without waste fittings. | BI01010001010000000000000515BI0100001222 | 35 | each | 39.59 |  |  | Excess(+) | 1 | Full Conversion | INR | [40 empty] | 1385.65 | 1385.65 | INR One Thousand Three Hundred & Eighty Five and Paise Sixty Five Only | 35 | 39.592 | 39.59
112 | Dismantling sink with brackets with or without waste fittings. (i) Upto 450 mm length | BI01010001010000000000000515BI0100001223 | 16 | each | 45.25 |  |  | Excess(+) | 1 | Full Conversion | INR | [40 empty] | 724 | 724 | INR Seven Hundred & Twenty Four Only | 40 | 45.248 | 45.25
113 | Dismantling Orissa pattern W.C. including taking out of base concrete, if necessary, complete | BI01010001010000000000000515BI0100001224 | 94 | each | 50.9 |  |  | Excess(+) | 1 | Full Conversion | INR | [40 empty] | 4784.6 | 4784.6 | INR Four Thousand Seven Hundred & Eighty Four and Paise Sixty Only | 45 | 50.904 | 50.9
114 | Dismantling urinal. | BI01010001010000000000000515BI0100001225 | 39 | each | 37.33 |  |  | Excess(+) | 1 | Full Conversion | INR | [40 empty] | 1455.87 | 1455.87 | INR One Thousand Four Hundred & Fifty Five and Paise Eighty Seven Only | 33 | 37.3296 | 37.33
115 | Supplying, fitting and fixing Orissa pattern water closet in white glazed vitreous chinaware of approved make in position complete excluding 'P' or 'S' trap (excluding cost of concrete for fixing). (i) 580 mm X 440 mm | BI01010001010000000000000515BI0100001226 | 94 | Each | 1824.63 |  |  | Excess(+) | 1 | Full Conversion | INR | [40 empty] | 171515.22 | 171515.22 | INR One Lakh Seventy One Thousand Five Hundred & Fifteen and Paise Twenty Two Only | 1613 | 1824.6256 | 1824.63
116 | Supplying, fitting and fixing PVC pipes of approved makeof (medium duty) conforming to ASTMD - 1785 and threaded to match with GI Pipes as per IS : 1239 (Part - I). with all necessary accessories, specials viz. socket, bend, tee, union, cross, elbo, nipple, longscrew, reducing socket, reducing tee, short piece etc. fitted with holder bats clamps, including cutting pipes, making threads,fitting, fixing etc. complete in all respect including cost of all necessary fittings as required,jointing materials and two coats of painting with approved paint in any position above ground. (Payment will be made on the centre line measurements of total pipe line including all specials. No separate payment will be made for accesories, specials. Payment for painting will be made seperately) Supreem made (a) For Exposed Work -- PVC Pipes (Dia) 40 mm | BI01010001010000000000000515BI0100001227 | 282 | Mtr. | 330.31 |  |  | Excess(+) | 1 | Full Conversion | INR | [40 empty] | 93147.42 | 93147.42 | INR Ninety Three Thousand One Hundred & Forty Seven and Paise Forty Two Only | 292 | 330.3104 | 330.31
117 | Supplying, fitting and fixing PVC pipes of approved makeof (medium duty) conforming to ASTMD - 1785 and threaded to match with GI Pipes as per IS : 1239 (Part - I). with all necessary accessories, specials viz. socket, bend, tee, union, cross, elbo, nipple, longscrew, reducing socket, reducing tee, short piece etc. fitted with holder bats clamps, including cutting pipes, making threads,fitting, fixing etc. complete in all respect including cost of all necessary fittings as required,jointing materials and two coats of painting with approved paint in any position above ground. (Payment will be made on the centre line measurements of total pipe line including all specials. No separate payment will be made for accesories, specials. Payment for painting will be made seperately) Supreem made (a) For Exposed Work -- PVC Pipes (Dia) 32 mm | BI01010001010000000000000515BI0100001228 | 282 | Mtr. | 266.96 |  |  | Excess(+) | 1 | Full Conversion | INR | [40 empty] | 75282.72 | 75282.72 | INR Seventy Five Thousand Two Hundred & Eighty Two and Paise Seventy Two Only | 236 | 266.9632 | 266.96
118 | Supplying, fitting and fixing PVC pipes of approved makeof (medium duty) conforming to ASTMD - 1785 and threaded to match with GI Pipes as per IS : 1239 (Part - I). with all necessary accessories, specials viz. socket, bend, tee, union, cross, elbo, nipple, longscrew, reducing socket, reducing tee, short piece etc. fitted with holder bats clamps, including cutting pipes, making threads,fitting, fixing etc. complete in all respect including cost of all necessary fittings as required,jointing materials and two coats of painting with approved paint in any position above ground. (Payment will be made on the centre line measurements of total pipe line including all specials. No separate payment will be made for accesories, specials. Payment for painting will be made seperately) Supreem made (a) For Exposed Work -- PVC Pipes (Dia) 25 mm | BI01010001010000000000000515BI0100001229 | 235 | Mtr. | 200.22 |  |  | Excess(+) | 1 | Full Conversion | INR | [40 empty] | 47051.7 | 47051.7 | INR Forty Seven Thousand &Fifty One and Paise Seventy Only | 177 | 200.2224 | 200.22
119 | Supplying, fitting and fixing PVC pipes of approved makeof (medium duty) conforming to ASTMD - 1785 and threaded to match with GI Pipes as per IS : 1239 (Part - I). with all necessary accessories, specials viz. socket, bend, tee, union, cross, elbo, nipple, longscrew, reducing socket, reducing tee, short piece etc. fitted with holder bats clamps, including cutting pipes, making threads,fitting, fixing etc. complete in all respect including cost of all necessary fittings as required,jointing materials and two coats of painting with approved paint in any position above ground. (Payment will be made on the centre line measurements of total pipe line including all specials. No separate payment will be made for accesories, specials. Payment for painting will be made seperately) Supreem made (a) For Concealed work 15 mm | BI01010001010000000000000515BI0100001230 | 250 | Mtr. | 154.97 |  |  | Excess(+) | 1 | Full Conversion | INR | [40 empty] | 38742.5 | 38742.5 | INR Thirty Eight Thousand Seven Hundred & Forty Two and Paise Fifty Only | 137 | 154.9744 | 154.97
120 | Supplying, fitting and fixing PVC pipes of approved makeof (medium duty) conforming to ASTMD - 1785 and threaded to match with GI Pipes as per IS : 1239 (Part - I). with all necessary accessories, specials viz. socket, bend, tee, union, cross, elbo, nipple, longscrew, reducing socket, reducing tee, short piece etc. fitted with holder bats clamps, including cutting pipes, making threads,fitting, fixing etc. complete in all respect including cost of all necessary fittings as required,jointing materials and two coats of painting with approved paint in any position above ground. (Payment will be made on the centre line measurements of total pipe line including all specials. No separate payment will be made for accesories, specials. Payment for painting will be made seperately) Supreem made (a) For Concealed work 20 mm | BI01010001010000000000000515BI0100001231 | 254 | Mtr. | 178.73 |  |  | Excess(+) | 1 | Full Conversion | INR | [40 empty] | 45397.42 | 45397.42 | INR Forty Five Thousand Three Hundred & Ninety Seven and Paise Forty Two Only | 158 | 178.7296 | 178.73
121 | Supplying, fitting and fixing Peet's valve fullway gunmetal standard pattern best quality of approved brand bearing I.S.I. marking with fittings (tested to 21 kg per sq. cm.). 40mm mm dia | BI01010001010000000000000515BI0100001232 | 31 | Each | 1861.96 |  |  | Excess(+) | 1 | Full Conversion | INR | [40 empty] | 57720.76 | 57720.76 | INR Fifty Seven Thousand Seven Hundred & Twenty and Paise Seventy Six Only | 1646 | 1861.9552 | 1861.96
122 | Supplying, fitting and fixing Peet's valve fullway gunmetal standard pattern best quality of approved brand bearing I.S.I. marking with fittings (tested to 21 kg per sq. cm.). 32 mm mm dia | BI01010001010000000000000515BI0100001233 | 27 | Each | 1423.05 |  |  | Excess(+) | 1 | Full Conversion | INR | [40 empty] | 38422.35 | 38422.35 | INR Thirty Eight Thousand Four Hundred & Twenty Two and Paise Thirty Five Only | 1258 | 1423.0496 | 1423.05
123 | Supplying, fitting and fixing Peet's valve fullway gunmetal standard pattern best quality of approved brand bearing I.S.I. marking with fittings (tested to 21 kg per sq. cm.). 25 mm mm dia | BI01010001010000000000000515BI0100001234 | 27 | Each | 1031.65 |  |  | Excess(+) | 1 | Full Conversion | INR | [40 empty] | 27854.55 | 27854.55 | INR Twenty Seven Thousand Eight Hundred & Fifty Four and Paise Fifty Five Only | 912 | 1031.6544 | 1031.65
124 | Supply of UPVC pipes (B Type) and fittings conforming to IS-13592-1992 (A) (i) Single Socketed 3 Mtr. Length b) 110 mm | BI01010001010000000000000515BI0100001235 | 1174 | Mtr. | 330.31 |  |  | Excess(+) | 1 | Full Conversion | INR | [40 empty] | 387783.94 | 387783.94 | INR Three Lakh Eighty Seven Thousand Seven Hundred & Eighty Three and Paise Ninety Four Only | 292 | 330.3104 | 330.31
125 | Supply of UPVC pipes (B Type) and fittings conforming to IS-13592-1992 (B) Fittings (110 MM) (ii) Door Tee | BI01010001010000000000000515BI0100001236 | 70 | Each | 220.58 |  |  | Excess(+) | 1 | Full Conversion | INR | [40 empty] | 15440.6 | 15440.6 | INR Fifteen Thousand Four Hundred & Forty and Paise Sixty Only | 195 | 220.584 | 220.58
126 | Supply of UPVC pipes (B Type) and fittings conforming to IS-13592-1992 (B) Fittings (110 MM) (iv) Door Bend T.S | BI01010001010000000000000515BI0100001237 | 78 | Each | 166.29 |  |  | Excess(+) | 1 | Full Conversion | INR | [40 empty] | 12970.62 | 12970.62 | INR Twelve Thousand Nine Hundred & Seventy and Paise Sixty Two Only | 147 | 166.2864 | 166.29
127 | Supply of UPVC pipes (B Type) and fittings conforming to IS-13592-1992 (B) Fittings (110 MM) (v) Plain Tee | BI01010001010000000000000515BI0100001238 | 70 | Each | 96.15 |  |  | Excess(+) | 1 | Full Conversion | INR | [40 empty] | 6730.5 | 6730.5 | INR Six Thousand Seven Hundred & Thirty and Paise Fifty Only | 85 | 96.152 | 96.15
128 | Supply of UPVC pipes (B Type) and fittings conforming to IS-13592-1992 (B) Fittings (110 MM) (vii) Pipe Clip | BI01010001010000000000000515BI0100001239 | 184 | Each | 23.76 |  |  | Excess(+) | 1 | Full Conversion | INR | [40 empty] | 4371.84 | 4371.84 | INR Four Thousand Three Hundred & Seventy One and Paise Eighty Four Only | 21 | 23.7552 | 23.76
129 | Supply of UPVC pipes (B Type) and fittings conforming to IS-13592-1992 (B) Fittings (110 MM) (vii) Vent Cowl | BI01010001010000000000000515BI0100001240 | 16 | Each | 37.33 |  |  | Excess(+) | 1 | Full Conversion | INR | [40 empty] | 597.28 | 597.28 | INR Five Hundred & Ninety Seven and Paise Twenty Eight Only | 33 | 37.3296 | 37.33
130 | Labour for fitting and fixing U.P.V.C piupes for above ground work including cost of joining materials etc. fitting and fixing all necessary specials, cutting pipes,cutting holes in walls or R.C floor where necessary and mending good all damages excluding the cost of masonry or concrete work, if necessary but including the cost and fitting and fixing holder bat clamps (any floor) or for underground work including cutting trenches upto 1.5 mtr. and refilling the same complete as per direction of the Engineer - in - Charge.(payment will be made on centre line measurment of the total pipe line including specials) (A) Above ground (ii) 110 mm | BI01010001010000000000000515BI0100001241 | 1174 | Mtr. | 64.48 |  |  | Excess(+) | 1 | Full Conversion | INR | [40 empty] | 75699.52 | 75699.52 | INR Seventy Five Thousand Six Hundred & Ninety Nine and Paise Fifty Two Only | 57 | 64.4784 | 64.48
131 | Labour for fitting and fixing U.P.V.C piupes for above ground work including cost of joining materials etc. fitting and fixing all necessary specials, cutting pipes,cutting holes in walls or R.C floor where necessary and mending good all damages excluding the cost of masonry or concrete work, if necessary but including the cost and fitting and fixing holder bat clamps (any floor) or for underground work including cutting trenches upto 1.5 mtr. and refilling the same complete as per direction of the Engineer - in - Charge.(payment will be made on centre line measurment of the total pipe line including specials) (B) Below Ground (i) 110 mm | BI01010001010000000000000515BI0100001242 | 219 | Mtr. | 95.02 |  |  | Excess(+) | 1 | Full Conversion | INR | [40 empty] | 20809.38 | 20809.38 | INR Twenty Thousand Eight Hundred & Nine and Paise Thirty Eight Only | 84 | 95.0208 | 95.02
132 | Supplying, fitting and fixing Flat back urinal (half stall urinal) in white vitreous chinaware of approved make in position with brass screws on 75 mm X 75 mm X 75 mm wooden blocks complete. 635 mm X 395 mm X 420 mm | BI01010001010000000000000515BI0100001243 | 59 | Each | 3245.41 |  |  | Excess(+) | 1 | Full Conversion | INR | [40 empty] | 191479.19 | 191479.19 | INR One Lakh Ninety One Thousand Four Hundred & Seventy Nine and Paise Nineteen Only | 2869 | 3245.4128 | 3245.41
133 | Supplying, fitting and fixing porcelain partition wall of approved make of size 618 mm X 310 mm complete in all respect. | BI01010001010000000000000515BI0100001244 | 67 | Each | 1280.52 |  |  | Excess(+) | 1 | Full Conversion | INR | [40 empty] | 85794.84 | 85794.84 | INR Eighty Five Thousand Seven Hundred & Ninety Four and Paise Eighty Four Only | 1132 | 1280.5184 | 1280.52
134 | Supplying, fitting and fixing stainless steel sink complete with waste fittings and two coats of painting of C.I. brackets. (ii) 630 mm X 550 mm X 180 mm | BI01010001010000000000000515BI0100001245 | 12 | Each | 4284.99 |  |  | Excess(+) | 1 | Full Conversion | INR | [40 empty] | 51419.88 | 51419.88 | INR Fifty One Thousand Four Hundred & Nineteen and Paise Eighty Eight Only | 3788 | 4284.9856 | 4284.99
135 | Supplying, fitting and fixing white vitreous china best quality approved make wash basin with C.I. brackets on 75 mm X 75 mm wooden blocks, C.P. waste fittings of 32 mm dia., one approved quality brass C.P. pillar cock of 15 mm dia., C.P. chain with rubber plug of 32 mm dia., approved quality P.V.C. waste pipe with C.P. nut 32 mm dia., 900 mm long approved quality P.V.C. connection pipe with heavy brass C.P. nut including mending good all damages and painting the brackets with two coats of approved paint. (iii) 630 mm X 450 mm size | BI01010001010000000000000515BI0100001246 | 39 | Each | 3687.71 |  |  | Excess(+) | 1 | Full Conversion | INR | [40 empty] | 143820.69 | 143820.69 | INR One Lakh Forty Three Thousand Eight Hundred & Twenty and Paise Sixty Nine Only | 3260 | 3687.712 | 3687.71
136 | Supplying, fitting and fixing pedestal of approved make for wash basin (white) | BI01010001010000000000000515BI0100001247 | 39 | Each | 1693.41 |  |  | Excess(+) | 1 | Full Conversion | INR | [40 empty] | 66042.99 | 66042.99 | INR Sixty Six Thousand &Forty Two and Paise Ninety Nine Only | 1497 | 1693.4064 | 1693.41
137 | Supplying, fitting and fixing approved brand 32 mm dia. P.V.C. waste pipe, with coupling at one end fitted with necessary clamps. 1050 mm long | BI01010001010000000000000515BI0100001248 | 172 | Each | 102.94 |  |  | Excess(+) | 1 | Full Conversion | INR | [40 empty] | 17705.68 | 17705.68 | INR Seventeen Thousand Seven Hundred & Five and Paise Sixty Eight Only | 91 | 102.9392 | 102.94
138 | Supplying,fitting and fixing approved brand P.V.C. CONNECTOR white flexible, with both ends coupling with heavy brass C.P. nut, 15 mm dia. (iii) 600 mm long | BI01010001010000000000000515BI0100001249 | 172 | Each | 121.04 |  |  | Excess(+) | 1 | Full Conversion | INR | [40 empty] | 20818.88 | 20818.88 | INR Twenty Thousand Eight Hundred & Eighteen and Paise Eighty Eight Only | 107 | 121.0384 | 121.04
139 | Supplying, fitting and fixing pillar cock of approved make. a) (ii) CP Pillar Cock Super Deluxe with Aerator - 15 mm. (Equivalent to Code No. 508 & Model No. Tropical / Sumthing Special of ESSCO or similar brand). | BI01010001010000000000000515BI0100001250 | 59 | Each | 669.67 |  |  | Excess(+) | 1 | Full Conversion | INR | [40 empty] | 39510.53 | 39510.53 | INR Thirty Nine Thousand Five Hundred & Ten and Paise Fifty Three Only | 592 | 669.6704 | 669.67
140 | Supplying, fitting and fixing towel rail with two brackets. (a) (ii)C.P. over brass (iii) 25 mm dia. and 750 mm long | BI01010001010000000000000515BI0100001251 | 113 | Each | 537.32 |  |  | Excess(+) | 1 | Full Conversion | INR | [40 empty] | 60717.16 | 60717.16 | INR Sixty Thousand Seven Hundred & Seventeen and Paise Sixteen Only | 475 | 537.32 | 537.32
141 | Supplying, fitting and fixing liquid soap container.(c) Fibre glass. | BI01010001010000000000000515BI0100001252 | 113 | Each | 212.67 |  |  | Excess(+) | 1 | Full Conversion | INR | [40 empty] | 24031.71 | 24031.71 | INR Twenty Four Thousand &Thirty One and Paise Seventy One Only | 188 | 212.6656 | 212.67
142 | Supplying, fitting and fixing best quality Indian make mirror 5.5 mm thick with silvering as per I.S.I. specifications supported on fibre glass frame of any colour, frame size 550 mm X 400 mm | BI01010001010000000000000515BI0100001253 | 59 | Each | 693.43 |  |  | Excess(+) | 1 | Full Conversion | INR | [40 empty] | 40912.37 | 40912.37 | INR Forty Thousand Nine Hundred & Twelve and Paise Thirty Seven Only | 613 | 693.4256 | 693.43
143 | Chromium plated Bib Cock (angular shape with wall flange) (Equivalent to Code No. 5037 & Model - Florentine of Jaquar or similar brand). | BI01010001010000000000000515BI0100001254 | 172 | Each | 973.96 |  |  | Excess(+) | 1 | Full Conversion | INR | [40 empty] | 167521.12 | 167521.12 | INR One Lakh Sixty Seven Thousand Five Hundred & Twenty One and Paise Twelve Only | 861 | 973.9632 | 973.96
144 | Chromium plated angular Stop Cock with wall flange (Equivalent to Code No. 5053 & Model - Florentine of Jaquar or similar brand). | BI01010001010000000000000515BI0100001255 | 133 | Each | 921.93 |  |  | Excess(+) | 1 | Full Conversion | INR | [40 empty] | 122616.69 | 122616.69 | INR One Lakh Twenty Two Thousand Six Hundred & Sixteen and Paise Sixty Nine Only | 815 | 921.928 | 921.93
145 | Chromium plated Hand shower with Flexible Tube & fittings(Equivalent to Code No. Hsh-1937 & (Equivalent to Code No. 5037 & Model - Florentine of Jaquar or similar).). | BI01010001010000000000000515BI0100001256 | 113 | Each | 2703.57 |  |  | Excess(+) | 1 | Full Conversion | INR | [40 empty] | 305503.41 | 305503.41 | INR Three Lakh Five Thousand Five Hundred & Three and Paise Forty One Only | 2390 | 2703.568 | 2703.57
146 | Chromium plated round shower with revolving joint 100 mm dia with rubid cleaning system (Equivalent to Code No. 542(N) & Model - Tropical / Sumthing Special of ESSCO or similar brand). | BI01010001010000000000000515BI0100001257 | 113 | Each | 511.3 |  |  | Excess(+) | 1 | Full Conversion | INR | [40 empty] | 57776.9 | 57776.9 | INR Fifty Seven Thousand Seven Hundred & Seventy Six and Paise Ninety Only | 452 | 511.3024 | 511.3
147 | Supplying, fitting and fixing C.I. round grating. (ii) 150 mm | BI01010001010000000000000515BI0100001258 | 67 | Each | 96.15 |  |  | Excess(+) | 1 | Full Conversion | INR | [40 empty] | 6442.05 | 6442.05 | INR Six Thousand Four Hundred & Forty Two and Paise Five Only | 85 | 96.152 | 96.15
148 | Supplying, fitting and fixing C.I. square jalli. (ii) 150 mm | BI01010001010000000000000515BI0100001259 | 31 | Each | 115.38 |  |  | Excess(+) | 1 | Full Conversion | INR | [40 empty] | 3576.78 | 3576.78 | INR Three Thousand Five Hundred & Seventy Six and Paise Seventy Eight Only | 102 | 115.3824 | 115.38
149 | Electrical Schedule Work : Supply & fixing 415 volt 125 A TPN switch in S.S. enclosure with HRC fuses onLS & NL to be fixed on angle frame on wall including earthing attachment.(L&T/Seimens) | BI01010001010000000000000515BI0100001260 | 4 | set | 8975 |  |  | Excess(+) | 1 | Full Conversion | INR | [40 empty] | 35900 | 35900 | INR Thirty Five Thousand Nine Hundred Only | 7415 | 8974.9974 | 8975
150 | Supply & fixing 415 volt 100 A TPN switch in S.S. enclosure with HRC fuses onLS & NL to be fixed on angle frame on wall including earthing attachment.(LT/Seimens) | BI01010001010000000000000515BI0100001261 | 1 | set | 7653.26 |  |  | Excess(+) | 1 | Full Conversion | INR | [40 empty] | 7653.26 | 7653.26 | INR Seven Thousand Six Hundred & Fifty Three and Paise Twenty Six Only | 6323 | 7653.258 | 7653.26
151 | Supply & fixing 415 volt 63 A TPN switch in S.S. enclosure with HRC fuses onLS & NL to be fixed on angle frame on wall including earthing attachment.(LT/Seimens) | BI01010001010000000000000515BI0100001262 | 2 | set | 5001.31 |  |  | Excess(+) | 1 | Full Conversion | INR | [40 empty] | 10002.62 | 10002.62 | INR Ten Thousand &Two and Paise Sixty Two Only | 4132 | 5001.3067 | 5001.31
152 | Supply & fixing 415 volt 32 A TPN switch in S.S. enclosure with HRC fuses onLS & NL to be fixed on angle frame on wall including earthing attachment.(LT/Seimens) | BI01010001010000000000000515BI0100001263 | 2 | set | 4839.12 |  |  | Excess(+) | 1 | Full Conversion | INR | [40 empty] | 9678.24 | 9678.24 | INR Nine Thousand Six Hundred & Seventy Eight and Paise Twenty Four Only | 3998 | 4839.1152 | 4839.12
153 | Supply & fixing 415V 200A capacity MS (16SWG) Busbar Chamber having dimension of (500x150mm) to be fixed on iron frame on wall consisting of 4 nos cupper bars of size (4x20x5mm). | BI01010001010000000000000515BI0100001264 | 1.6 | mtr | 4559.52 |  |  | Excess(+) | 1 | Full Conversion | INR | [40 empty] | 7295.232 | 7295.232 | INR Seven Thousand Two Hundred & Ninety Five and Paise Twenty Three Only | 3767 | 4559.5165 | 4559.52
154 | Supplying and fixing 4 way double door Vertical TPN(Up to 160A) MCB Distribution board (Legrand/Seimens/ABB as approved by EIC) for MCCB incomer with IP-42/43 protection, on angle iron frame on wall & mending good the damages to original finish incl. Inter connection with suitable size of copper wire and neutral link & provision for earthing attachment 100 A Four Pole MCCB -- 1 nos 63 A TP MCB - - 3 nos 6-32 A SP MCB - 3 nos | BI01010001010000000000000515BI0100001265 | 1 | set | 24977.48 |  |  | Excess(+) | 1 | Full Conversion | INR | [40 empty] | 24977.48 | 24977.48 | INR Twenty Four Thousand Nine Hundred & Seventy Seven and Paise Forty Eight Only | 20636 | 24977.4842 | 24977.48
155 | Supply & fixing 6 way double door horizontal TPN MCB DB with SS enclosure (Legrand cat no 607716)(Legrand/Seimens/ABB) concealed in wall after cutting the wall & mending good the damages to original finish with earthing attachment comprising with the following. a) 63 A Four Pole MCB isolator -- -1 No. b) 6 to 32 A range SP MCB. --- 18 Nos. | BI01010001010000000000000515BI0100001266 | 1 | set | 9403.47 |  |  | Excess(+) | 1 | Full Conversion | INR | [40 empty] | 9403.47 | 9403.47 | INR Nine Thousand Four Hundred & Three and Paise Forty Seven Only | 7769 | 9403.4733 | 9403.47
156 | Supply & fixing 4 way double door horizontal TPN MCB DB with SSenclosure(HavellscatnoDHDPTHODRW04),Havells/L&T concealed in wall after cutting the wall & mending good the damages to original finish with earthing attachment comprising with the following. a) 63A Four Pole MCB isolator -- -1 No. c)6 to 32 A range SP MCB. --- 12 Nos. | BI01010001010000000000000515BI0100001267 | 3 | set | 6199.59 |  |  | Excess(+) | 1 | Full Conversion | INR | [40 empty] | 18598.77 | 18598.77 | INR Eighteen Thousand Five Hundred & Ninety Eight and Paise Seventy Seven Only | 5122 | 6199.5868 | 6199.59
157 | Supply & fixing SPN MCB DB (2+8) WAY (Make Havells/ L&T/) with S.S. Enclosure concealed in wall after cutting wall & mending good the damages & earthing attachment comprising with the following: a) 40 A DP isolator - 1 No. b) 6 to 16 A range SPMCB - 8 Nos. | BI01010001010000000000000515BI0100001268 | 11 | set | 3327.35 |  |  | Excess(+) | 1 | Full Conversion | INR | [40 empty] | 36600.85 | 36600.85 | INR Thirty Six Thousand Six Hundred and Paise Eighty Five Only | 2749 | 3327.3456 | 3327.35
158 | Supply & fixing SPN MCB DB (2+6) WAY (Make Havells/ L&T) with S.S. Enclosure (DHDPSNODRW06) concealed in wall after cutting wall & mending good the damages & earthing attachment comprising with the following: a) 40 A DP isolator - 1 No. b) 6 to 16 A range SPMCB - 6 Nos. | BI01010001010000000000000515BI0100001269 | 2 | set | 2770.57 |  |  | Excess(+) | 1 | Full Conversion | INR | [40 empty] | 5541.14 | 5541.14 | INR Five Thousand Five Hundred & Forty One and Paise Fourteen Only | 2289 | 2770.569 | 2770.57
159 | Supply & Fixing FP encloser(Havells/L& T) concealed in wall & mending good the damages to original finish incl. earthing attachment comprising with the following: a) 32 DP MCB Isolator (Havells) - 1 nos b) 6-16 A SP MCB - 2 nos (Roof light & Stair light) | BI01010001010000000000000515BI0100001270 | 3 | set | 1040.93 |  |  | Excess(+) | 1 | Full Conversion | INR | [40 empty] | 3122.79 | 3122.79 | INR Three Thousand One Hundred & Twenty Two and Paise Seventy Nine Only | 860 | 1040.9302 | 1040.93
160 | Cutting Channel of size (40 mm x 40 mm) on masonry wall byElectric operated cutting machine incl. supplying & fixing heavy gauge 19 mm, 3 mm thick Polythene pipe by means of anchoring chemical (Hilti/Sika) and GI 'U' hooks of 8 SWG incl. supplying and drawing 18 SWG GI wire as Fish wire and mending good damages to original finish by using own toolsand tackles | BI01010001010000000000000515BI0100001271 | 499 | mtr. | 76.25 |  |  | Excess(+) | 1 | Full Conversion | INR | [40 empty] | 38048.75 | 38048.75 | INR Thirty Eight Thousand &Forty Eight and Paise Seventy Five Only | 63 | 76.2542 | 76.25
161 | Supply and fixing 1.1 KV grade single core stranded FR PVC insulated &unsheted single core stranded copper wire in the prelaid polythene pipe and by the prelaid GI fish wire and making nece connection a) 2 x 2.5 + 1x1.5 sq mm (P/P plug/computer ) | BI01010001010000000000000515BI0100001272 | 120 | mtr | 78.67 |  |  | Excess(+) | 1 | Full Conversion | INR | [40 empty] | 9440.4 | 9440.4 | INR Nine Thousand Four Hundred & Forty and Paise Forty Only | 65 | 78.675 | 78.67
162 | Supply and fixing 1.1 KV grade single core stranded FR PVC insulated &unsheted single core stranded copper wire in the prelaid polythene pipe and by the prelaid GI fish wire and making nece connection b) 2 X 4 + 1 X 2.5 Sqmm.(AC &SPN) | BI01010001010000000000000515BI0100001273 | 125 | mtr | 114.99 |  |  | Excess(+) | 1 | Full Conversion | INR | [40 empty] | 14373.75 | 14373.75 | INR Fourteen Thousand Three Hundred & Seventy Three and Paise Seventy Five Only | 95 | 114.9865 | 114.99
163 | Supply and fixing 1.1 KV grade single core stranded FR PVC insulated &unsheted single core stranded copper wire in the prelaid polythene pipe and by the prelaid GI fish wire and making nece connection c)( 2 x 6 + 1 x 4) sq mm (SPNDB) | BI01010001010000000000000515BI0100001274 | 230 | mtr | 168.24 |  |  | Excess(+) | 1 | Full Conversion | INR | [40 empty] | 38695.2 | 38695.2 | INR Thirty Eight Thousand Six Hundred & Ninety Five and Paise Twenty Only | 139 | 168.2434 | 168.24
164 | Supply and fixing 1.1 KV grade single core stranded FR PVC insulated &unsheted single core stranded copper wire in the prelaid polythene pipe and by the prelaid GI fish wire and making nece connection d) 4 x 16+ 2x10 sq mm (TPN) | BI01010001010000000000000515BI0100001275 | 70 | mtr | 962.26 |  |  | Excess(+) | 1 | Full Conversion | INR | [40 empty] | 67358.2 | 67358.2 | INR Sixty Seven Thousand Three Hundred & Fifty Eight and Paise Twenty Only | 795 | 962.2553 | 962.26
165 | Distribution wiring in 1.1 KV grade 2x22/0.3 (1.5 sqmm) singlecore stranded 'FR' PVC insulated & unsheathed copper wire(Brand approved by EIC) partly in 20mm size PVC rigidconduit 'FR' (Precision make) [for ceiling portion only] and in19mm bore, 3mm thick polythene pipe [for horizontal &vertical run embedded in wall], with 1x22/0.3 (1.5 sqmm) single core stranded 'FR' PVC insulated & unsheathed copper wire for ECC, to light/fan/call bell points with Modular type switch (Brand approved by EIC) fixed on Modular GI switch board complete with 2 no. suitable size “Ph & N” copper bar with top cover plate making earthing attachmentfixed on wall incl. mending good damages to original finish.[only PVC Rigid Conduit on ceiling and remaining portion concealed)AVE RUN 8 MTR | BI01010001010000000000000515BI0100001276 | 113 | nos. | 1299.95 |  |  | Excess(+) | 1 | Full Conversion | INR | [40 empty] | 146894.35 | 146894.35 | INR One Lakh Forty Six Thousand Eight Hundred & Ninety Four and Paise Thirty Five Only | 1074 | 1299.9524 | 1299.95
166 | Distribution wiring in 1.1 KV grade 2x22/0.3 (1.5 sqmm) singlecore stranded 'FR' PVC insulated & unsheathed copper wire(Brand approved by EIC) partly in 20mm size PVC rigidconduit 'FR' (Precision make) [for ceiling portion only] and in19mm bore, 3mm thick polythene pipe [for horizontal &vertical run embedded in wall], with 1x22/0.3 (1.5 sqmm) single core stranded 'FR' PVC insulated & unsheathed copper wire for ECC, to light/fan/call bell points with Modular type switch (Brand approved by EIC) fixed on Modular GI switch board complete with 2 no. suitable size “Ph & N” copper bar with top cover plate making earthing attachmentfixed on wall incl. mending good damages to original finish.[only PVC Rigid Conduit on ceiling and remaining portion concealed)AVE RUN 10MTR | BI01010001010000000000000515BI0100001277 | 506 | nos. | 1540.82 |  |  | Excess(+) | 1 | Full Conversion | INR | [40 empty] | 779654.92 | 779654.92 | INR Seven Lakh Seventy Nine Thousand Six Hundred & Fifty Four and Paise Ninety Two Only | 1273 | 1540.8188 | 1540.82
167 | Supplying and fixing Changeover switch (63A) with Sheet Steel enclosure on angle iron frame on wall with nuts bolts etc(Havells/HPL) | BI01010001010000000000000515BI0100001278 | 3 | No | 5761.43 |  |  | Excess(+) | 1 | Full Conversion | INR | [40 empty] | 17284.29 | 17284.29 | INR Seventeen Thousand Two Hundred & Eighty Four and Paise Twenty Nine Only | 4760 | 5761.4278 | 5761.43
168 | Supply & Fixing FP enclosure (Legrand/Cabtree) concealed in wall & mending good the damages to original finish incl. earthing attachment comprising with the following: a) 100A FP MCB (Legrand) - 1 no | BI01010001010000000000000515BI0100001279 | 1 | No | 8631.25 |  |  | Excess(+) | 1 | Full Conversion | INR | [40 empty] | 8631.25 | 8631.25 | INR Eight Thousand Six Hundred & Thirty One and Paise Twenty Five Only | 7131 | 8631.2483 | 8631.25
169 | Supply & Fixing FP enclosure (Legrand/Cabtree) concealed in wall & mending good the damages to original finish incl. earthing attachment comprising with the following: a) 63A FP MCB (Legrand) - 1 no | BI01010001010000000000000515BI0100001280 | 1 | No | 2597.48 |  |  | Excess(+) | 1 | Full Conversion | INR | [40 empty] | 2597.48 | 2597.48 | INR Two Thousand Five Hundred & Ninety Seven and Paise Forty Eight Only | 2146 | 2597.4841 | 2597.48
170 | Supply & fixing 415V 125A capacity MS (16SWG) Busbar Chamber having dimension of (500x200x150mm) to be fixed on iron frame on wall consisting of 4 nos cupper bars of size (4x85x15x3mm). The same BBC should have a separate cubicle at one end consisting 3 nos 125A capacity porcelain cut out fuse unit & one nutral bar to receive the service cable including connecting the cut out fuse units with the BBC by S/F 4 x 35 sqmm PVC insulated copper wire duly socketed at both ends incl. earthing attachment & painting | BI01010001010000000000000515BI0100001281 | 5 | mtr | 3205.1 |  |  | Excess(+) | 1 | Full Conversion | INR | [40 empty] | 16025.5 | 16025.5 | INR Sixteen Thousand &Twenty Five and Paise Fifty Only | 2648 | 3205.0968 | 3205.1
171 | Supply & fixing 4 way double door horizontal TPN MCB DB with SS enclosure (Legrand cat no 607715)(Legrand/Seimens/ABB) concealed in wall after cutting the wall & mending good the damages to original finish with earthing attachment comprising with the following. a) 63 A Four Pole MCB isolator -- -1 No. b) 16 to 32 A range SP MCB. --- 12 Nos. (PS) | BI01010001010000000000000515BI0100001282 | 3 | set | 7233.25 |  |  | Excess(+) | 1 | Full Conversion | INR | [40 empty] | 21699.75 | 21699.75 | INR Twenty One Thousand Six Hundred & Ninety Nine and Paise Seventy Five Only | 5976 | 7233.2548 | 7233.25
172 | Supply & Fixing DP enclosure (Legrand/Cabtree) concealed in wall & mending good the damages to original finish incl. earthing attachment comprising with the following: a) 32A DP MCB (Legrand) - 1 nos | BI01010001010000000000000515BI0100001283 | 59 | No | 987.67 |  |  | Excess(+) | 1 | Full Conversion | INR | [40 empty] | 58272.53 | 58272.53 | INR Fifty Eight Thousand Two Hundred & Seventy Two and Paise Fifty Three Only | 816 | 987.6733 | 987.67
173 | Supply & Fixing DP enclosure (Legrand/Cabtree) concealed in wall & mending good the damages to original finish incl. earthing attachment comprising with the following: a) 16A DP MCB (Legrand) - 1 nos (Roof light & Stair light) | BI01010001010000000000000515BI0100001284 | 7 | No | 987.67 |  |  | Excess(+) | 1 | Full Conversion | INR | [40 empty] | 6913.69 | 6913.69 | INR Six Thousand Nine Hundred & Thirteen and Paise Sixty Nine Only | 816 | 987.6733 | 987.67
174 | Supply & fixing SPN MCB DB (2+8) WAY (Make-Legrand/Seimens/ABB) with S.S. Enclosure(Legrand cat no - 607711) concealed in wall after cutting wall & mending good the damages & earthing attachment comprising with the following: a) 40A DP MCB isolator --- 1 no b) 6 to 32A SP MCB ---- 8nos | BI01010001010000000000000515BI0100001285 | 66 | set | 4049.94 |  |  | Excess(+) | 1 | Full Conversion | INR | [40 empty] | 267296.04 | 267296.04 | INR Two Lakh Sixty Seven Thousand Two Hundred & Ninety Six and Paise Four Only | 3346 | 4049.9449 | 4049.94
175 | Supply & fixing SPN MCB DB (2+12) WAY (Make legrand/ Seimens/ABB) with S.S. Enclosure concealed in wall after cutting wall & mending good the damages & earthing attachment comprising with the following: a) 40 A DP isolator - 1 No. b) 6 to 16 A range SPMCB - 12 Nos. (Barrack) | BI01010001010000000000000515BI0100001286 | 3 | set | 5308.74 |  |  | Excess(+) | 1 | Full Conversion | INR | [40 empty] | 15926.22 | 15926.22 | INR Fifteen Thousand Nine Hundred & Twenty Six and Paise Twenty Two Only | 4386 | 5308.7442 | 5308.74
176 | Laying of 3.5 x 35 sqmm in underground trench 460 mm wide x 760 mm average depth, with brick protection on the top of the cable with 8 (eight) Nos. bricks per metre, including filling the space between the brick & cable and also the trench with shifted soil, leveling up and restoring surface duly rammed | BI01010001010000000000000515BI0100001287 | 90 | mtr | 196.08 |  |  | Excess(+) | 1 | Full Conversion | INR | [40 empty] | 17647.2 | 17647.2 | INR Seventeen Thousand Six Hundred & Forty Seven and Paise Twenty Only | 162 | 196.0822 | 196.08
177 | Supplying and fixing compression type gland complete with brass gland, brass ring & rubber ring for dust & moisture-proof entry of XLPE/PVC armoured cables as below : For 3.5core (35sqmm) | BI01010001010000000000000515BI0100001288 | 4 | each | 196.08 |  |  | Excess(+) | 1 | Full Conversion | INR | [40 empty] | 784.32 | 784.32 | INR Seven Hundred & Eighty Four and Paise Thirty Two Only | 162 | 196.0822 | 196.08
178 | Laying of cable upto 3.5 x 35 sqmm on wall/surface incl. S & F MS saddles with earthing attachment in 10 SWG GI (Hot Dip) Wire, making holes etc. as necy. mending good damages and painting | BI01010001010000000000000515BI0100001289 | 48 | mtr | 85.94 |  |  | Excess(+) | 1 | Full Conversion | INR | [40 empty] | 4125.12 | 4125.12 | INR Four Thousand One Hundred & Twenty Five and Paise Twelve Only | 71 | 85.9373 | 85.94
179 | Fixing of Cable along the lenth of O.H. pole incl. S & F MS pole clamps fabricated from 25 mm x 6 mm MS flat incl. Painting | BI01010001010000000000000515BI0100001290 | 12 | mtr | 81.1 |  |  | Excess(+) | 1 | Full Conversion | INR | [40 empty] | 973.2 | 973.2 | INR Nine Hundred & Seventy Three and Paise Twenty Only | 67 | 81.0957 | 81.1
180 | Supplying & fixing medium gauge GI Pipe(40mm dia) ( ISI-Medium)Protection with necessary fittings and jointing metarials as required | BI01010001010000000000000515BI0100001291 | 10 | mtr | 297.75 |  |  | Excess(+) | 1 | Full Conversion | INR | [40 empty] | 2977.5 | 2977.5 | INR Two Thousand Nine Hundred & Seventy Seven and Paise Fifty Only | 246 | 297.7545 | 297.75
181 | Laying of cable upto 3.5 core 25 sqmm on wall/surface incl. S & F MS saddles with earthing attachment in 10 SWG GI (Hot Dip) Wire, making holes etc. as necy. mending good damages and painting | BI01010001010000000000000515BI0100001292 | 45 | mtr | 72.62 |  |  | Excess(+) | 1 | Full Conversion | INR | [40 empty] | 3267.9 | 3267.9 | INR Three Thousand Two Hundred & Sixty Seven and Paise Ninety Only | 60 | 72.623 | 72.62
182 | Supply & fixing compression type gland with brass gland brass ring incl. socketing the ends off by crimping method incl. S/F solderless socket (Dowels make) & jointing ,materials etc 3.5 x 25 sq mm XLPE/A cable | BI01010001010000000000000515BI0100001293 | 24 | set | 329.22 |  |  | Excess(+) | 1 | Full Conversion | INR | [40 empty] | 7901.28 | 7901.28 | INR Seven Thousand Nine Hundred & One and Paise Twenty Eight Only | 272 | 329.2244 | 329.22
183 | Supply & drawing of 1.1 Kv grade single core stranded 'FR' Pvc insulated & unsheathed copper wire () of the following sizes through 19 mm alkathene pipe recessed in wall. b) 2 X 4 + 1 X 2.5 Sqmm.(SPN) | BI01010001010000000000000515BI0100001294 | 500 | mtr | 191.24 |  |  | Excess(+) | 1 | Full Conversion | INR | [40 empty] | 95620 | 95620 | INR Ninety Five Thousand Six Hundred & Twenty Only | 158 | 191.2407 | 191.24
184 | Supply & drawing of 1.1 Kv grade single core stranded 'FR' Pvc insulated & unsheathed copper wire () of the following sizes through 19 mm alkathene pipe recessed in wall. a) 2 X 6 + 1 X 4 Sqmm.(SPNDB) | BI01010001010000000000000515BI0100001295 | 2000 | Mtr | 244.5 |  |  | Excess(+) | 1 | Full Conversion | INR | [40 empty] | 489000 | 489000 | INR Four Lakh Eighty Nine Thousand Only | 202 | 244.4976 | 244.5
185 | Supply & drawing of 1.1 Kv grade single core stranded 'FR' Pvc insulated & unsheathed copper wire () of the following sizes through 19 mm alkathene pipe recessed in wall. b) 2 x 2.5 + 1x1.5 sq mm (P/P plug/Com Plug/ Out door light) | BI01010001010000000000000515BI0100001296 | 3100 | mtr | 154.93 |  |  | Excess(+) | 1 | Full Conversion | INR | [40 empty] | 480283 | 480283 | INR Four Lakh Eighty Thousand Two Hundred & Eighty Three Only | 128 | 154.9292 | 154.93
186 | Supply & drawing of 1.1 Kv grade single core stranded 'FR' Pvc insulated & unsheathed copper wire () of the following sizes through 19 mm alkathene pipe recessed in wall. a) 3x1.5 sqmm (roof light) | BI01010001010000000000000515BI0100001297 | 595 | mtr | 134.35 |  |  | Excess(+) | 1 | Full Conversion | INR | [40 empty] | 79938.25 | 79938.25 | INR Seventy Nine Thousand Nine Hundred & Thirty Eight and Paise Twenty Five Only | 111 | 134.3526 | 134.35
187 | Supply & Fixing 240 V, 25 A, 3 pin Modular type plug socket (Brand approved by EIC), without plug top and switch with 2 Module GI Modular type switch board with top cover plate flushed in wall and making necy. connections with PVC Cu wire and earth continuity wire. | BI01010001010000000000000515BI0100001298 | 3 | each | 427.27 |  |  | Excess(+) | 1 | Full Conversion | INR | [40 empty] | 1281.81 | 1281.81 | INR One Thousand Two Hundred & Eighty One and Paise Eighty One Only | 353 | 427.2656 | 427.27
188 | Supplying & Fixing bulk head light fitting (Havells make) with diecast aluminium housing & frosted glass on wall/ceiling incl. S&F5watt LED complete set. | BI01010001010000000000000515BI0100001299 | 5 | each | 700.81 |  |  | Excess(+) | 1 | Full Conversion | INR | [40 empty] | 3504.05 | 3504.05 | INR Three Thousand Five Hundred & Four and Paise Five Only | 579 | 700.8123 | 700.81
189 | Supply & fixing computer plug board modular type of 12 module GI box with cover plate recessed in wall comprising with the following (Legrand/Cabtree) ----- a) 6/16A socket & 16A switch --1 set b) 6A socket & 6A switch --2 sets | BI01010001010000000000000515BI0100001300 | 95 | Set | 1462.14 |  |  | Excess(+) | 1 | Full Conversion | INR | [40 empty] | 138903.3 | 138903.3 | INR One Lakh Thirty Eight Thousand Nine Hundred & Three and Paise Thirty Only | 1208 | 1462.1439 | 1462.14
190 | Supply & Fixing 240 V, 16 A, 3 pin Modular type Power plug socket (Legrand/Cabtree) with 16A Modular type socket (Legrand/Cabtree) with 16A Modular type switch, without plug top on 4 Module GI Modular type switch board with top cover plate flushed in wall incl. S&F switch board and cover plate and making necy. connections | BI01010001010000000000000515BI0100001301 | 117 | each | 551.94 |  |  | Excess(+) | 1 | Full Conversion | INR | [40 empty] | 64576.98 | 64576.98 | INR Sixty Four Thousand Five Hundred & Seventy Six and Paise Ninety Eight Only | 456 | 551.9351 | 551.94
191 | Distn. wiring in 3 x 1.5 sqmm single core stranded 'FR' PVC insulated & unsheathed single core stranded copper wire (Glostr/Finolex/Havells) in 19 mm bore, 3 mm thick polythene pipe (for horizontal & vertical run in wall and celing portion through polythen pipe) complete with all accessories embedded in wall to light/fan/call bell points with Modular type switch (Legrand/Crabtree) fixed on Modular GI switch board with top cover plate flushed in wall incl. mending good damages to original finish ----- a) Ave run 6 mtr | BI01010001010000000000000515BI0100001302 | 1175 | pts | 1080.87 |  |  | Excess(+) | 1 | Full Conversion | INR | [40 empty] | 1270022.25 | 1270022.25 | INR Twelve Lakh Seventy Thousand &Twenty Two and Paise Twenty Five Only | 893 | 1080.8729 | 1080.87
192 | Distn. wiring in 22/0.3 (1.5 sqmm) single core stranded 'FR' PVC insulated & unsheathed single core stranded copper wire (Brand approved by EIC) in 19 mm bore, 3 mm thick polythen pipe complete with all accessories embedded in wall to light/fan/call bell points with Modular type switch (Brand approved by EIC) fixed on Modular GI switch board with top cover plate flushed in wall incl. mending good damages to original finish(Ave. run 8 mtr.) | BI01010001010000000000000515BI0100001303 | 605 | pts | 1322.95 |  |  | Excess(+) | 1 | Full Conversion | INR | [40 empty] | 800384.75 | 800384.75 | INR Eight Lakh Three Hundred & Eighty Four and Paise Seventy Five Only | 1093 | 1322.9497 | 1322.95
193 | Distn. wiring in 3 x 1.5 sqmm single core stranded 'FR' PVC insulated & unsheathed single core stranded copper wire (Glostr/Finolex/Havells) in 19 mm bore, 3 mm thick polythene pipe complete with all accessories embedded in wall to 240 V 6A 5 pin plug point incl. S&F 240 V 6A 3 pin Modular type plug socket & Modular type switch (Legrand/Cabtree) incl. S&F earth continuity wire, fixed on 4 Module GI switch board with 3/4 Module top cover plate flushed in wall incl.mending good damages (on board) | BI01010001010000000000000515BI0100001304 | 342 | pts | 301.39 |  |  | Excess(+) | 1 | Full Conversion | INR | [40 empty] | 103075.38 | 103075.38 | INR One Lakh Three Thousand &Seventy Five and Paise Thirty Eight Only | 249 | 301.3856 | 301.39
194 | Distn. wiring in 3 x 1.5 sqmm single core stranded 'FR' PVC insulated & unsheathed single core stranded copper wire (Glostr/Finolex/Havells) in 19 mm bore, 3 mm thick polythene pipe complete with all accessories embedded in wall to 240 V 6A 5 pin plug point incl. S&F 240 V 6A 3 pin Modular type plug socket & Modular type switch (Legrand/Cabtree) incl. S&F earth continuity wire, fixed on 4 Module GI switch board with 3/4 Module top cover plate flushed in wall incl.mending good damages b) Ave 3 mtr | BI01010001010000000000000515BI0100001305 | 35 | pts | 953.78 |  |  | Excess(+) | 1 | Full Conversion | INR | [40 empty] | 33382.3 | 33382.3 | INR Thirty Three Thousand Three Hundred & Eighty Two and Paise Thirty Only | 788 | 953.7826 | 953.78
195 | Distn. wiring in 3 x 1.5 sqmm single core stranded 'FR' PVC insulated & unsheathed single core stranded copper wire (Glostr/Finolex/Havells) in 19 mm bore, 3 mm thick polythene pipe complete with all accessories embedded in wall to 240 V 6A 5 pin plug point incl. S&F 240 V 6A 3 pin Modular type plug socket & Modular type switch (Legrand/Cabtree) incl. S&F earth continuity wire, fixed on 4 Module GI switch board with 3/4 Module top cover plate flushed in wall incl.mending good damages average 4.5 mtr | BI01010001010000000000000515BI0100001306 | 475 | pts | 1135.34 |  |  | Excess(+) | 1 | Full Conversion | INR | [40 empty] | 539286.5 | 539286.5 | INR Five Lakh Thirty Nine Thousand Two Hundred & Eighty Six and Paise Fifty Only | 938 | 1135.3402 | 1135.34
196 | Fixing only fluorescent light fitting suspended 25 cm bellow the ceiling with 2 No. 20 mm dia EI conduit (14 SWG) supports incl.S&F EI conduit, ball socket/socket type ceiling plate and connecting the length of PVC insulated wire and painting etc. as required 2x24/0.20 mm (1.5sqmm) flexible copper wire of 1.10 mt. length. | BI01010001010000000000000515BI0100001307 | 315 | each | 259.02 |  |  | Excess(+) | 1 | Full Conversion | INR | [40 empty] | 81591.3 | 81591.3 | INR Eighty One Thousand Five Hundred & Ninety One and Paise Thirty Only | 214 | 259.0222 | 259.02
197 | Supplying & Fixing 240 V AC/DC superior type Multitune (min 10 nos. tune) Call Bell (Anchor) with selector switch for single/Multi Tunes mode, Battery operated on HW board incl. S&F HW board | BI01010001010000000000000515BI0100001308 | 59 | each | 355.85 |  |  | Excess(+) | 1 | Full Conversion | INR | [40 empty] | 20995.15 | 20995.15 | INR Twenty Thousand Nine Hundred & Ninety Five and Paise Fifteen Only | 294 | 355.8529 | 355.85
198 | Removing existing electrical Item from its present position and fix up the same to current position shown by ECI & mending good damages to original finish | BI01010001010000000000000515BI0100001309 | 5 | LS | 605.19 |  |  | Excess(+) | 1 | Full Conversion | INR | [40 empty] | 3025.95 | 3025.95 | INR Three Thousand &Twenty Five and Paise Ninety Five Only | 500 | 605.192 | 605.19
199 | Supply & fixing socket type electronics Modular socket type fan regulator (Legrand/Crabtree) including connection. | BI01010001010000000000000515BI0100001310 | 551 | set | 468.42 |  |  | Excess(+) | 1 | Full Conversion | INR | [40 empty] | 258099.42 | 258099.42 | INR Two Lakh Fifty Eight Thousand &Ninety Nine and Paise Forty Two Only | 387 | 468.4186 | 468.42
200 | Supplying & Fixing MS fan clam of two piece type for RC ceiling as per approved specification, fabricated from 40 mm x 9 mm MS flat including making good damages to building roof with satisfactory finishing and painting | BI01010001010000000000000515BI0100001311 | 56 | each | 292.91 |  |  | Excess(+) | 1 | Full Conversion | INR | [40 empty] | 16402.96 | 16402.96 | INR Sixteen Thousand Four Hundred & Two and Paise Ninety Six Only | 242 | 292.9129 | 292.91
201 | Fixing only single/twin fluorescent light fitting complete with all accessories directly on wall/ceiling with HW block and ceiling plates, nipples etc. as required | BI01010001010000000000000515BI0100001312 | 56 | each | 177.93 |  |  | Excess(+) | 1 | Full Conversion | INR | [40 empty] | 9964.08 | 9964.08 | INR Nine Thousand Nine Hundred & Sixty Four and Paise Eight Only | 147 | 177.9264 | 177.93
202 | Fixing only bulk head ceiling fitting on wall /ceiling by screws etc. | BI01010001010000000000000515BI0100001313 | 6 | each | 67.78 |  |  | Excess(+) | 1 | Full Conversion | INR | [40 empty] | 406.68 | 406.68 | INR Four Hundred & Six and Paise Sixty Eight Only | 56 | 67.7815 | 67.78
203 | Fixing only exhaust fan after making hole in wall and making good damages and smooth cement finish etc. as practicable as possible and providing necy. length of PVC insulated wire and making connection for exhaust of following diameter: | BI01010001010000000000000515BI0100001314 | 8 | each | 298.96 |  |  | Excess(+) | 1 | Full Conversion | INR | [40 empty] | 2391.68 | 2391.68 | INR Two Thousand Three Hundred & Ninety One and Paise Sixty Eight Only | 247 | 298.9648 | 298.96
204 | Supply & fixing computer plug board modular type of 8 module GI box with cover plate recessed in wall comprising with the following (Legrand/Cabtree) ----- a) 6/16A socket & 16A switch --1 set b)6A socket(2 no) & 6A switch(1 no) --1 set | BI01010001010000000000000515BI0100001315 | 2 | set | 1221.28 |  |  | Excess(+) | 1 | Full Conversion | INR | [40 empty] | 2442.56 | 2442.56 | INR Two Thousand Four Hundred & Forty Two and Paise Fifty Six Only | 1009 | 1221.2775 | 1221.28
205 | Supply & fixing computer plug board modular type of 6 module GI box with cover plate recessed in wall comprising with the following (Legrand/Cabtree) ----- a) 6/16A socket & 16A switch --1 set b)6A socket & 6A switch --1 set | BI01010001010000000000000515BI0100001316 | 2 | set | 986.46 |  |  | Excess(+) | 1 | Full Conversion | INR | [40 empty] | 1972.92 | 1972.92 | INR One Thousand Nine Hundred & Seventy Two and Paise Ninety Two Only | 815 | 986.463 | 986.46
206 | Supply & fixing computer plug board modular type of 6 module GI box with cover plate recessed in wall comprising with the following (Legrand/Cabtree) ----- a)6A socket & 6A switch --2 set | BI01010001010000000000000515BI0100001317 | 2 | set | 890.84 |  |  | Excess(+) | 1 | Full Conversion | INR | [40 empty] | 1781.68 | 1781.68 | INR One Thousand Seven Hundred & Eighty One and Paise Sixty Eight Only | 736 | 890.8426 | 890.84
207 | Fixing only single /twin LED light fitting complete with all accessories directly on wall/ceiling/HW round block and suitable size of MS fastener | BI01010001010000000000000515BI0100001318 | 91 | each | 121.04 |  |  | Excess(+) | 1 | Full Conversion | INR | [40 empty] | 11014.64 | 11014.64 | INR Eleven Thousand &Fourteen and Paise Sixty Four Only | 100 | 121.0384 | 121.04
208 | Fixing only outdoor / street light type fluorescent light fitting complete with all accessories to be fixed/projected from the wall of the building incl. making holes to building, S&F 40 mm dia GI pipe (ISI-Medium) 1.50 mts. average length, with GI socket at one end and thread at the other end & suitable bend to house the fitting & making necy. connections with S&F necy. length of 1.5 sqmm PVC insulated single core stranded annealed copper wire and making connections as required and mending good damages to wall and painting | BI01010001010000000000000515BI0100001319 | 46 | each | 873.9 |  |  | Excess(+) | 1 | Full Conversion | INR | [40 empty] | 40199.4 | 40199.4 | INR Forty Thousand One Hundred & Ninety Nine and Paise Forty Only | 722 | 873.8972 | 873.9
209 | Fixing only outdoor / street light type fluorescent light fitting or MV light fitting complete with all accessories to be fixed /projected from the wall of the building incl. making holes/providing clamping arrangement & necy. GI reducer as required. S&F 40 mm GI pipe (ISI-Medium) quality 1.5 mts. average length having suitable bend S&F necy. length of 1.5 sqmm PVC insulated single core stranded annealed copper wire and making connections as required and mending good damages to wall incl. painting etc. | BI01010001010000000000000515BI0100001320 | 6 | each | 976.78 |  |  | Excess(+) | 1 | Full Conversion | INR | [40 empty] | 5860.68 | 5860.68 | INR Five Thousand Eight Hundred & Sixty and Paise Sixty Eight Only | 807 | 976.7799 | 976.78
210 | Supply & Fixing louver shutter (For Al) on wall with necy. bolts & nuts (6 mm dia x 62 mm long) 23 cm Exhaust fan (9") | BI01010001010000000000000515BI0100001321 | 16 | each | 183.98 |  |  | Excess(+) | 1 | Full Conversion | INR | [40 empty] | 2943.68 | 2943.68 | INR Two Thousand Nine Hundred & Forty Three and Paise Sixty Eight Only | 152 | 183.9784 | 183.98
211 | Earthing the installation by 50mm dia GI pipe (ISI-M) 3.64 mtr long & 1x4 SWG GI (Hot dip) wire (4mtr long) with suitable nuts, bolts & washers etc. Driven into a depth of 3.65 mtr below the ground level. | BI01010001010000000000000515BI0100001322 | 20 | set | 1657.02 |  |  | Excess(+) | 1 | Full Conversion | INR | [40 empty] | 33140.4 | 33140.4 | INR Thirty Three Thousand One Hundred & Forty and Paise Forty Only | 1369 | 1657.0157 | 1657.02
212 | S & F earth busbar of galvanized (Hot Dip) MS flat 25mm x 6 mm on wall having clearance of 6 mm from wall including providing drilled holes on the busbar complete with GI bolts, nuts, washers, spacing insulators etc. as required | BI01010001010000000000000515BI0100001323 | 12 | mtr | 188.82 |  |  | Excess(+) | 1 | Full Conversion | INR | [40 empty] | 2265.84 | 2265.84 | INR Two Thousand Two Hundred & Sixty Five and Paise Eighty Four Only | 156 | 188.8199 | 188.82
213 | Electrical Non-Schedule Work : Dismantling the existing damaged wiring including switches, distribution bords etc. with all accessories from wall/ roof as directed by the EIC. | BI01010001010000000000000515BI0100001324 | 1 | item | 2020 |  |  | Excess(+) | 1 | Full Conversion | INR | [40 empty] | 2020 | 2020 | INR Two Thousand &Twenty Only | 2000 | 2020 | 2020
214 | Supply 2' single LED type tube light fitting complete with all acessaries directly on ceiling with HW round block & suitable size of MS fastener (Crompton/Havells as approved by EIC) | BI01010001010000000000000515BI0100001325 | 1 | set | 413.09 |  |  | Excess(+) | 1 | Full Conversion | INR | [40 empty] | 413.09 | 413.09 | INR Four Hundred & Thirteen and Paise Nine Only | 409 | 413.09 | 413.09
215 | Supply 4' twin LED type tube light fitting complete with all acessaries directly on ceiling with HW round block & suitable size of MS fastener(Crompton/Havells as approved by EIC) | BI01010001010000000000000515BI0100001326 | 8 | set | 1295.83 |  |  | Excess(+) | 1 | Full Conversion | INR | [40 empty] | 10366.64 | 10366.64 | INR Ten Thousand Three Hundred & Sixty Six and Paise Sixty Four Only | 1283 | 1295.83 | 1295.83
216 | Supply & fixing 3W LED night Lamp (Crompton/Philps) for batten light points | BI01010001010000000000000515BI0100001327 | 8 | Set | 171.7 |  |  | Excess(+) | 1 | Full Conversion | INR | [40 empty] | 1373.6 | 1373.6 | INR One Thousand Three Hundred & Seventy Three and Paise Sixty Only | 170 | 171.7 | 171.7
217 | Supply & fixing of 36 W LED light fitting (make Crompton, cat no - LCTLRN-36-FO-CDL/Havells ) | BI01010001010000000000000515BI0100001328 | 6 | Set | 3423.9 |  |  | Excess(+) | 1 | Full Conversion | INR | [40 empty] | 20543.4 | 20543.4 | INR Twenty Thousand Five Hundred & Forty Three and Paise Forty Only | 3390 | 3423.9 | 3423.9
218 | Supply & FIXING of 36 W LED light fitting (make Crompton, cat no - LCTRH-36-CDL ) (ENTRANCE) | BI01010001010000000000000515BI0100001329 | 2 | Set | 7578.03 |  |  | Excess(+) | 1 | Full Conversion | INR | [40 empty] | 15156.06 | 15156.06 | INR Fifteen Thousand One Hundred & Fifty Six and Paise Six Only | 7503 | 7578.03 | 7578.03
219 | Reparing for existing tube light changing starter,choke,holder & tube light with painting the buttam as necessary | BI01010001010000000000000515BI0100001330 | 30 | set | 303 |  |  | Excess(+) | 1 | Full Conversion | INR | [40 empty] | 9090 | 9090 | INR Nine Thousand &Ninety Only | 300 | 303 | 303
220 | Reparing for existing tube light changing starter, with painting the buttam as necessary | BI01010001010000000000000515BI0100001331 | 181 | set | 40.4 |  |  | Excess(+) | 1 | Full Conversion | INR | [40 empty] | 7312.4 | 7312.4 | INR Seven Thousand Three Hundred & Twelve and Paise Forty Only | 40 | 40.4 | 40.4
221 | Supply & delivery of by 1.1 KV grade X LPE AL. Armoured Cable (make Gloster/Nicco/Havells) a) 3.5 x 35sq mm XLPE/A cable | BI01010001010000000000000515BI0100001332 | 150 | mtr | 238.36 |  |  | Excess(+) | 1 | Full Conversion | INR | [40 empty] | 35754 | 35754 | INR Thirty Five Thousand Seven Hundred & Fifty Four Only | 236 | 238.36 | 238.36
222 | Supply & delevery of 1.1 Kv grade XLPE Aluminium armoured cable(make Gloster/Nicco/Havells) 3.5 x 25 sq mm(TPN) | BI01010001010000000000000515BI0100001333 | 60 | mtr | 199.98 |  |  | Excess(+) | 1 | Full Conversion | INR | [40 empty] | 11998.8 | 11998.8 | INR Eleven Thousand Nine Hundred & Ninety Eight and Paise Eighty Only | 198 | 199.98 | 199.98
223 | Supply & fixing of 1200mm sweep Ceiling Fan (Orient,New Bridge, White) or equivalent as approved by the EIC,complete with all acessaries Incl S/F necy copper flex wire. | BI01010001010000000000000515BI0100001334 | 65 | set | 2232.1 |  |  | Excess(+) | 1 | Full Conversion | INR | [40 empty] | 145086.5 | 145086.5 | INR One Lakh Forty Five Thousand &Eighty Six and Paise Fifty Only | 2210 | 2232.1 | 2232.1
224 | Supply of the following Heavy duty Exhoust Fan mening good the damages make (make-EPC/Orient) a) 9" Exhoust fan (230 mm) | BI01010001010000000000000515BI0100001335 | 10 | set | 1868.5 |  |  | Excess(+) | 1 | Full Conversion | INR | [40 empty] | 18685 | 18685 | INR Eighteen Thousand Six Hundred & Eighty Five Only | 1850 | 1868.5 | 1868.5
225 | SUPPLY & INSTALLATION OF AC MACHINE Supply & delivery through DGS & D rate contract basic of the following split type AC machines (3 Star rated)(Make Hitachi/mitsubishi) complete with indoor outdoor unit & coper refrigerant pipes upto 5 mtr length with synthetic insulation etc. 1.5 TR Split type (3 Star rated) | BI01010001010000000000000515BI0100001336 | 3 | each | 38176.99 |  |  | Excess(+) | 1 | Full Conversion | INR | [40 empty] | 114530.97 | 114530.97 | INR One Lakh Fourteen Thousand Five Hundred & Thirty and Paise Ninety Seven Only | 37799 | 38176.99 | 38176.99
226 | Supply & Fixing 240 V, 25 A, Modular type AC m/c starter (Eletron OLP - 3) 4 Module GI Modular type switch board with 4 Module top cover plate flushed in wall incl. S&F switch board and cover plate and making necy. connections with PVC Cu wire and earth continuity wire .(For AC m/c) | BI01010001010000000000000515BI0100001337 | 12 | each | 2272.5 |  |  | Excess(+) | 1 | Full Conversion | INR | [40 empty] | 27270 | 27270 | INR Twenty Seven Thousand Two Hundred & Seventy Only | 2250 | 2272.5 | 2272.5
227 | Connecting & dressing Meter looping system with 2 x 6 + 1 x 4 sq mm PVC insulated copper wire duly layed on the Ply board by link clip from Bus Bar to Meters & Meters to DP MCBs | BI01010001010000000000000515BI0100001338 | 100 | mtr | 169.68 |  |  | Excess(+) | 1 | Full Conversion | INR | [40 empty] | 16968 | 16968 | INR Sixteen Thousand Nine Hundred & Sixty Eight Only | 168 | 169.68 | 169.68
228 | Supply & fixing 9mm thick water & vermin proof super quality ply wood of size (6' ft x 4' ft) to be fixed on wall with suitable long screws fastener etc after painting the rear side with black japan paint. | BI01010001010000000000000515BI0100001339 | 2 | set | 2614.89 |  |  | Excess(+) | 1 | Full Conversion | INR | [40 empty] | 5229.78 | 5229.78 | INR Five Thousand Two Hundred & Twenty Nine and Paise Seventy Eight Only | 2589 | 2614.89 | 2614.89
229 | Supply only LED Gate light fitting (Make Crompton/Havells, cat no - LPTO-40-CDL/CORALPT35WLED757PSYMTOPC) | BI01010001010000000000000515BI0100001340 | 2 | set | 7777 |  |  | Excess(+) | 1 | Full Conversion | INR | [40 empty] | 15554 | 15554 | INR Fifteen Thousand Five Hundred & Fifty Four Only | 7700 | 7777 | 7777 | 4 | Construction of chamber for 100mm sluice plates | item5 | 10 | Nos
230 | Supply of LED type Bulk Head light fitting (Crompton cat no LBH-10 -CDL/Havells as approved by EIC) | BI01010001010000000000000515BI0100001341 | 6 | set | 1651.35 |  |  | Excess(+) | 1 | Full Conversion | INR | [40 empty] | 9908.1 | 9908.1 | INR Nine Thousand Nine Hundred & Eight and Paise Ten Only | 1635 | 1651.35 | 1651.35
231 | Takendowen, washing, cleaning including repairing of A.C ceiling Fan, after dismantling part by part cleaning and greasing ball bearing and changing split pin / jum nut/incl.S&F ball bearing / condenser etc. as and when require & incl.Refing the same in position. | BI01010001010000000000000515BI0100001342 | 303 | ITEM | 151.5 |  |  | Excess(+) | 1 | Full Conversion | INR | [40 empty] | 45904.5 | 45904.5 | INR Forty Five Thousand Nine Hundred & Four and Paise Fifty Only | 150 | 151.5 | 151.5
232 | Supply 4' single LED tube light fitting complete with all acessaries directly on ceiling with HW round block & suitable size of MS fastener (Crompton, cat no - DIJB12LT8 - 20 , LLT8-20/Havells Regal batten with LED tube ) (For stair case only) | BI01010001010000000000000515BI0100001343 | 196 | set | 831.23 |  |  | Excess(+) | 1 | Full Conversion | INR | [40 empty] | 162921.08 | 162921.08 | INR One Lakh Sixty Two Thousand Nine Hundred & Twenty One and Paise Eight Only | 823 | 831.23 | 831.23
233 | Supply only LED 45W Street light fitting (Make Crompton, cat no - LSTP-45-CDL/Havalls) | BI01010001010000000000000515BI0100001344 | 28 | set | 4277.35 |  |  | Excess(+) | 1 | Full Conversion | INR | [40 empty] | 119765.8 | 119765.8 | INR One Lakh Nineteen Thousand Seven Hundred & Sixty Five and Paise Eighty Only | 4235 | 4277.35 | 4277.35
234 | Supply only LED 72W/70W Street light fitting (Make Crompton, cat no - LSTP-72-CDL/Havells) | BI01010001010000000000000515BI0100001345 | 24 | set | 5832.75 |  |  | Excess(+) | 1 | Full Conversion | INR | [40 empty] | 139986 | 139986 | INR One Lakh Thirty Nine Thousand Nine Hundred & Eighty Six Only | 5775 | 5832.75 | 5832.75
Total in Figures | [51 empty] | 40219689.8783 | 40219689.8783 | INR Four Crore Two Lakh Nineteen Thousand Six Hundred & Eighty Nine and Paise Eighty Eight Only
Quoted Rate in Figures |  |  |  | Select | [47 empty] | 0 | 0 | INR Zero Only
Quoted Rate in Words |  | INR Zero Only
Note on K14: gepadmin: 1. If you choose "Full Conversion" then Column BA (AMOUNT) and Column BB (TAXES) BOTH values will be convert based on selected Currency in (Column L). 2. If you choose "Partial Conversion" then Column BA (AMOUNT) only will be converted based on selected currency (Column L) and Column BB (TAXES) value (INR) will be added to the converted values.
Note on K17: gepadmin: 1. If you choose "Full Conversion" then Column BA (AMOUNT) and Column BB (TAXES) BOTH values will be convert based on selected Currency in (Column L). 2. If you choose "Partial Conversion" then Column BA (AMOUNT) only will be converted based on selected currency (Column L) and Column BB (TAXES) value (INR) will be added to the converted values.
Note on K18: gepadmin: 1. If you choose "Full Conversion" then Column BA (AMOUNT) and Column BB (TAXES) BOTH values will be convert based on selected Currency in (Column L). 2. If you choose "Partial Conversion" then Column BA (AMOUNT) only will be converted based on selected currency (Column L) and Column BB (TAXES) value (INR) will be added to the converted values.
Note on K13: gepadmin: 1. If you choose "Full Conversion" then Column BA (AMOUNT) and Column BB (TAXES) BOTH values will be convert based on selected Currency in (Column L). 2. If you choose "Partial Conversion" then Column BA (AMOUNT) only will be converted based on selected currency (Column L) and Column BB (TAXES) value (INR) will be added to the converted values.
Note on K16: gepadmin: 1. If you choose "Full Conversion" then Column BA (AMOUNT) and Column BB (TAXES) BOTH values will be convert based on selected Currency in (Column L). 2. If you choose "Partial Conversion" then Column BA (AMOUNT) only will be converted based on selected currency (Column L) and Column BB (TAXES) value (INR) will be added to the converted values.
Note on K33: gepadmin: 1. If you choose "Full Conversion" then Column BA (AMOUNT) and Column BB (TAXES) BOTH values will be convert based on selected Currency in (Column L). 2. If you choose "Partial Conversion" then Column BA (AMOUNT) only will be converted based on selected currency (Column L) and Column BB (TAXES) value (INR) will be added to the converted values.
Note on K61: gepadmin: 1. If you choose "Full Conversion" then Column BA (AMOUNT) and Column BB (TAXES) BOTH values will be convert based on selected Currency in (Column L). 2. If you choose "Partial Conversion" then Column BA (AMOUNT) only will be converted based on selected currency (Column L) and Column BB (TAXES) value (INR) will be added to the converted values.
Note on K62: gepadmin: 1. If you choose "Full Conversion" then Column BA (AMOUNT) and Column BB (TAXES) BOTH values will be convert based on selected Currency in (Column L). 2. If you choose "Partial Conversion" then Column BA (AMOUNT) only will be converted based on selected currency (Column L) and Column BB (TAXES) value (INR) will be added to the converted values.
Note on K79: gepadmin: 1. If you choose "Full Conversion" then Column BA (AMOUNT) and Column BB (TAXES) BOTH values will be convert based on selected Currency in (Column L). 2. If you choose "Partial Conversion" then Column BA (AMOUNT) only will be converted based on selected currency (Column L) and Column BB (TAXES) value (INR) will be added to the converted values.
Note on K54: gepadmin: 1. If you choose "Full Conversion" then Column BA (AMOUNT) and Column BB (TAXES) BOTH values will be convert based on selected Currency in (Column L). 2. If you choose "Partial Conversion" then Column BA (AMOUNT) only will be converted based on selected currency (Column L) and Column BB (TAXES) value (INR) will be added to the converted values.
Note on K91: gepadmin: 1. If you choose "Full Conversion" then Column BA (AMOUNT) and Column BB (TAXES) BOTH values will be convert based on selected Currency in (Column L). 2. If you choose "Partial Conversion" then Column BA (AMOUNT) only will be converted based on selected currency (Column L) and Column BB (TAXES) value (INR) will be added to the converted values.
Note on K25: gepadmin: 1. If you choose "Full Conversion" then Column BA (AMOUNT) and Column BB (TAXES) BOTH values will be convert based on selected Currency in (Column L). 2. If you choose "Partial Conversion" then Column BA (AMOUNT) only will be converted based on selected currency (Column L) and Column BB (TAXES) value (INR) will be added to the converted values.
Note on K35: gepadmin: 1. If you choose "Full Conversion" then Column BA (AMOUNT) and Column BB (TAXES) BOTH values will be convert based on selected Currency in (Column L). 2. If you choose "Partial Conversion" then Column BA (AMOUNT) only will be converted based on selected currency (Column L) and Column BB (TAXES) value (INR) will be added to the converted values.
Note on K37: gepadmin: 1. If you choose "Full Conversion" then Column BA (AMOUNT) and Column BB (TAXES) BOTH values will be convert based on selected Currency in (Column L). 2. If you choose "Partial Conversion" then Column BA (AMOUNT) only will be converted based on selected currency (Column L) and Column BB (TAXES) value (INR) will be added to the converted values.
Note on K40: gepadmin: 1. If you choose "Full Conversion" then Column BA (AMOUNT) and Column BB (TAXES) BOTH values will be convert based on selected Currency in (Column L). 2. If you choose "Partial Conversion" then Column BA (AMOUNT) only will be converted based on selected currency (Column L) and Column BB (TAXES) value (INR) will be added to the converted values.
Note on K42: gepadmin: 1. If you choose "Full Conversion" then Column BA (AMOUNT) and Column BB (TAXES) BOTH values will be convert based on selected Currency in (Column L). 2. If you choose "Partial Conversion" then Column BA (AMOUNT) only will be converted based on selected currency (Column L) and Column BB (TAXES) value (INR) will be added to the converted values.
Note on K44: gepadmin: 1. If you choose "Full Conversion" then Column BA (AMOUNT) and Column BB (TAXES) BOTH values will be convert based on selected Currency in (Column L). 2. If you choose "Partial Conversion" then Column BA (AMOUNT) only will be converted based on selected currency (Column L) and Column BB (TAXES) value (INR) will be added to the converted values.
Note on K46: gepadmin: 1. If you choose "Full Conversion" then Column BA (AMOUNT) and Column BB (TAXES) BOTH values will be convert based on selected Currency in (Column L). 2. If you choose "Partial Conversion" then Column BA (AMOUNT) only will be converted based on selected currency (Column L) and Column BB (TAXES) value (INR) will be added to the converted values.
Note on K48: gepadmin: 1. If you choose "Full Conversion" then Column BA (AMOUNT) and Column BB (TAXES) BOTH values will be convert based on selected Currency in (Column L). 2. If you choose "Partial Conversion" then Column BA (AMOUNT) only will be converted based on selected currency (Column L) and Column BB (TAXES) value (INR) will be added to the converted values.
Note on K101: gepadmin: 1. If you choose "Full Conversion" then Column BA (AMOUNT) and Column BB (TAXES) BOTH values will be convert based on selected Currency in (Column L). 2. If you choose "Partial Conversion" then Column BA (AMOUNT) only will be converted based on selected currency (Column L) and Column BB (TAXES) value (INR) will be added to the converted values.
Note on K115: gepadmin: 1. If you choose "Full Conversion" then Column BA (AMOUNT) and Column BB (TAXES) BOTH values will be convert based on selected Currency in (Column L). 2. If you choose "Partial Conversion" then Column BA (AMOUNT) only will be converted based on selected currency (Column L) and Column BB (TAXES) value (INR) will be added to the converted values.
Note on K21: gepadmin: 1. If you choose "Full Conversion" then Column BA (AMOUNT) and Column BB (TAXES) BOTH values will be convert based on selected Currency in (Column L). 2. If you choose "Partial Conversion" then Column BA (AMOUNT) only will be converted based on selected currency (Column L) and Column BB (TAXES) value (INR) will be added to the converted values.
Note on K123: gepadmin: 1. If you choose "Full Conversion" then Column BA (AMOUNT) and Column BB (TAXES) BOTH values will be convert based on selected Currency in (Column L). 2. If you choose "Partial Conversion" then Column BA (AMOUNT) only will be converted based on selected currency (Column L) and Column BB (TAXES) value (INR) will be added to the converted values.
Note on K153: gepadmin: 1. If you choose "Full Conversion" then Column BA (AMOUNT) and Column BB (TAXES) BOTH values will be convert based on selected Currency in (Column L). 2. If you choose "Partial Conversion" then Column BA (AMOUNT) only will be converted based on selected currency (Column L) and Column BB (TAXES) value (INR) will be added to the converted values.
Note on K138: gepadmin: 1. If you choose "Full Conversion" then Column BA (AMOUNT) and Column BB (TAXES) BOTH values will be convert based on selected Currency in (Column L). 2. If you choose "Partial Conversion" then Column BA (AMOUNT) only will be converted based on selected currency (Column L) and Column BB (TAXES) value (INR) will be added to the converted values.
Note on K24: gepadmin: 1. If you choose "Full Conversion" then Column BA (AMOUNT) and Column BB (TAXES) BOTH values will be convert based on selected Currency in (Column L). 2. If you choose "Partial Conversion" then Column BA (AMOUNT) only will be converted based on selected currency (Column L) and Column BB (TAXES) value (INR) will be added to the converted values.
Note on K20: gepadmin: 1. If you choose "Full Conversion" then Column BA (AMOUNT) and Column BB (TAXES) BOTH values will be convert based on selected Currency in (Column L). 2. If you choose "Partial Conversion" then Column BA (AMOUNT) only will be converted based on selected currency (Column L) and Column BB (TAXES) value (INR) will be added to the converted values.
Note on K29: gepadmin: 1. If you choose "Full Conversion" then Column BA (AMOUNT) and Column BB (TAXES) BOTH values will be convert based on selected Currency in (Column L). 2. If you choose "Partial Conversion" then Column BA (AMOUNT) only will be converted based on selected currency (Column L) and Column BB (TAXES) value (INR) will be added to the converted values.
Note on K34: gepadmin: 1. If you choose "Full Conversion" then Column BA (AMOUNT) and Column BB (TAXES) BOTH values will be convert based on selected Currency in (Column L). 2. If you choose "Partial Conversion" then Column BA (AMOUNT) only will be converted based on selected currency (Column L) and Column BB (TAXES) value (INR) will be added to the converted values.
Note on K49: gepadmin: 1. If you choose "Full Conversion" then Column BA (AMOUNT) and Column BB (TAXES) BOTH values will be convert based on selected Currency in (Column L). 2. If you choose "Partial Conversion" then Column BA (AMOUNT) only will be converted based on selected currency (Column L) and Column BB (TAXES) value (INR) will be added to the converted values.
Note on K58: gepadmin: 1. If you choose "Full Conversion" then Column BA (AMOUNT) and Column BB (TAXES) BOTH values will be convert based on selected Currency in (Column L). 2. If you choose "Partial Conversion" then Column BA (AMOUNT) only will be converted based on selected currency (Column L) and Column BB (TAXES) value (INR) will be added to the converted values.
Note on K74: gepadmin: 1. If you choose "Full Conversion" then Column BA (AMOUNT) and Column BB (TAXES) BOTH values will be convert based on selected Currency in (Column L). 2. If you choose "Partial Conversion" then Column BA (AMOUNT) only will be converted based on selected currency (Column L) and Column BB (TAXES) value (INR) will be added to the converted values.
Note on K85: gepadmin: 1. If you choose "Full Conversion" then Column BA (AMOUNT) and Column BB (TAXES) BOTH values will be convert based on selected Currency in (Column L). 2. If you choose "Partial Conversion" then Column BA (AMOUNT) only will be converted based on selected currency (Column L) and Column BB (TAXES) value (INR) will be added to the converted values.
Note on K105: gepadmin: 1. If you choose "Full Conversion" then Column BA (AMOUNT) and Column BB (TAXES) BOTH values will be convert based on selected Currency in (Column L). 2. If you choose "Partial Conversion" then Column BA (AMOUNT) only will be converted based on selected currency (Column L) and Column BB (TAXES) value (INR) will be added to the converted values.
Note on K117: gepadmin: 1. If you choose "Full Conversion" then Column BA (AMOUNT) and Column BB (TAXES) BOTH values will be convert based on selected Currency in (Column L). 2. If you choose "Partial Conversion" then Column BA (AMOUNT) only will be converted based on selected currency (Column L) and Column BB (TAXES) value (INR) will be added to the converted values.
Note on K126: gepadmin: 1. If you choose "Full Conversion" then Column BA (AMOUNT) and Column BB (TAXES) BOTH values will be convert based on selected Currency in (Column L). 2. If you choose "Partial Conversion" then Column BA (AMOUNT) only will be converted based on selected currency (Column L) and Column BB (TAXES) value (INR) will be added to the converted values.
Note on K127: gepadmin: 1. If you choose "Full Conversion" then Column BA (AMOUNT) and Column BB (TAXES) BOTH values will be convert based on selected Currency in (Column L). 2. If you choose "Partial Conversion" then Column BA (AMOUNT) only will be converted based on selected currency (Column L) and Column BB (TAXES) value (INR) will be added to the converted values.
Note on K146: gepadmin: 1. If you choose "Full Conversion" then Column BA (AMOUNT) and Column BB (TAXES) BOTH values will be convert based on selected Currency in (Column L). 2. If you choose "Partial Conversion" then Column BA (AMOUNT) only will be converted based on selected currency (Column L) and Column BB (TAXES) value (INR) will be added to the converted values.
Note on K55: gepadmin: 1. If you choose "Full Conversion" then Column BA (AMOUNT) and Column BB (TAXES) BOTH values will be convert based on selected Currency in (Column L). 2. If you choose "Partial Conversion" then Column BA (AMOUNT) only will be converted based on selected currency (Column L) and Column BB (TAXES) value (INR) will be added to the converted values.
Note on K66: gepadmin: 1. If you choose "Full Conversion" then Column BA (AMOUNT) and Column BB (TAXES) BOTH values will be convert based on selected Currency in (Column L). 2. If you choose "Partial Conversion" then Column BA (AMOUNT) only will be converted based on selected currency (Column L) and Column BB (TAXES) value (INR) will be added to the converted values.
Note on K71: gepadmin: 1. If you choose "Full Conversion" then Column BA (AMOUNT) and Column BB (TAXES) BOTH values will be convert based on selected Currency in (Column L). 2. If you choose "Partial Conversion" then Column BA (AMOUNT) only will be converted based on selected currency (Column L) and Column BB (TAXES) value (INR) will be added to the converted values.
Note on K83: gepadmin: 1. If you choose "Full Conversion" then Column BA (AMOUNT) and Column BB (TAXES) BOTH values will be convert based on selected Currency in (Column L). 2. If you choose "Partial Conversion" then Column BA (AMOUNT) only will be converted based on selected currency (Column L) and Column BB (TAXES) value (INR) will be added to the converted values.
Note on K98: gepadmin: 1. If you choose "Full Conversion" then Column BA (AMOUNT) and Column BB (TAXES) BOTH values will be convert based on selected Currency in (Column L). 2. If you choose "Partial Conversion" then Column BA (AMOUNT) only will be converted based on selected currency (Column L) and Column BB (TAXES) value (INR) will be added to the converted values.
Note on K103: gepadmin: 1. If you choose "Full Conversion" then Column BA (AMOUNT) and Column BB (TAXES) BOTH values will be convert based on selected Currency in (Column L). 2. If you choose "Partial Conversion" then Column BA (AMOUNT) only will be converted based on selected currency (Column L) and Column BB (TAXES) value (INR) will be added to the converted values.
Note on K121: gepadmin: 1. If you choose "Full Conversion" then Column BA (AMOUNT) and Column BB (TAXES) BOTH values will be convert based on selected Currency in (Column L). 2. If you choose "Partial Conversion" then Column BA (AMOUNT) only will be converted based on selected currency (Column L) and Column BB (TAXES) value (INR) will be added to the converted values.
Note on K137: gepadmin: 1. If you choose "Full Conversion" then Column BA (AMOUNT) and Column BB (TAXES) BOTH values will be convert based on selected Currency in (Column L). 2. If you choose "Partial Conversion" then Column BA (AMOUNT) only will be converted based on selected currency (Column L) and Column BB (TAXES) value (INR) will be added to the converted values.
Note on K156: gepadmin: 1. If you choose "Full Conversion" then Column BA (AMOUNT) and Column BB (TAXES) BOTH values will be convert based on selected Currency in (Column L). 2. If you choose "Partial Conversion" then Column BA (AMOUNT) only will be converted based on selected currency (Column L) and Column BB (TAXES) value (INR) will be added to the converted values.
Note on K158: gepadmin: 1. If you choose "Full Conversion" then Column BA (AMOUNT) and Column BB (TAXES) BOTH values will be convert based on selected Currency in (Column L). 2. If you choose "Partial Conversion" then Column BA (AMOUNT) only will be converted based on selected currency (Column L) and Column BB (TAXES) value (INR) will be added to the converted values.
Note on K160: gepadmin: 1. If you choose "Full Conversion" then Column BA (AMOUNT) and Column BB (TAXES) BOTH values will be convert based on selected Currency in (Column L). 2. If you choose "Partial Conversion" then Column BA (AMOUNT) only will be converted based on selected currency (Column L) and Column BB (TAXES) value (INR) will be added to the converted values.
Note on K169: gepadmin: 1. If you choose "Full Conversion" then Column BA (AMOUNT) and Column BB (TAXES) BOTH values will be convert based on selected Currency in (Column L). 2. If you choose "Partial Conversion" then Column BA (AMOUNT) only will be converted based on selected currency (Column L) and Column BB (TAXES) value (INR) will be added to the converted values.
Note on K178: gepadmin: 1. If you choose "Full Conversion" then Column BA (AMOUNT) and Column BB (TAXES) BOTH values will be convert based on selected Currency in (Column L). 2. If you choose "Partial Conversion" then Column BA (AMOUNT) only will be converted based on selected currency (Column L) and Column BB (TAXES) value (INR) will be added to the converted values.
Note on K225: gepadmin: 1. If you choose "Full Conversion" then Column BA (AMOUNT) and Column BB (TAXES) BOTH values will be convert based on selected Currency in (Column L). 2. If you choose "Partial Conversion" then Column BA (AMOUNT) only will be converted based on selected currency (Column L) and Column BB (TAXES) value (INR) will be added to the converted values.
Note on K84: gepadmin: 1. If you choose "Full Conversion" then Column BA (AMOUNT) and Column BB (TAXES) BOTH values will be convert based on selected Currency in (Column L). 2. If you choose "Partial Conversion" then Column BA (AMOUNT) only will be converted based on selected currency (Column L) and Column BB (TAXES) value (INR) will be added to the converted values.
Note on K102: gepadmin: 1. If you choose "Full Conversion" then Column BA (AMOUNT) and Column BB (TAXES) BOTH values will be convert based on selected Currency in (Column L). 2. If you choose "Partial Conversion" then Column BA (AMOUNT) only will be converted based on selected currency (Column L) and Column BB (TAXES) value (INR) will be added to the converted values.
Note on K114: gepadmin: 1. If you choose "Full Conversion" then Column BA (AMOUNT) and Column BB (TAXES) BOTH values will be convert based on selected Currency in (Column L). 2. If you choose "Partial Conversion" then Column BA (AMOUNT) only will be converted based on selected currency (Column L) and Column BB (TAXES) value (INR) will be added to the converted values.
Note on K120: gepadmin: 1. If you choose "Full Conversion" then Column BA (AMOUNT) and Column BB (TAXES) BOTH values will be convert based on selected Currency in (Column L). 2. If you choose "Partial Conversion" then Column BA (AMOUNT) only will be converted based on selected currency (Column L) and Column BB (TAXES) value (INR) will be added to the converted values.
Note on K152: gepadmin: 1. If you choose "Full Conversion" then Column BA (AMOUNT) and Column BB (TAXES) BOTH values will be convert based on selected Currency in (Column L). 2. If you choose "Partial Conversion" then Column BA (AMOUNT) only will be converted based on selected currency (Column L) and Column BB (TAXES) value (INR) will be added to the converted values.
Note on K175: gepadmin: 1. If you choose "Full Conversion" then Column BA (AMOUNT) and Column BB (TAXES) BOTH values will be convert based on selected Currency in (Column L). 2. If you choose "Partial Conversion" then Column BA (AMOUNT) only will be converted based on selected currency (Column L) and Column BB (TAXES) value (INR) will be added to the converted values.
Note on K182: gepadmin: 1. If you choose "Full Conversion" then Column BA (AMOUNT) and Column BB (TAXES) BOTH values will be convert based on selected Currency in (Column L). 2. If you choose "Partial Conversion" then Column BA (AMOUNT) only will be converted based on selected currency (Column L) and Column BB (TAXES) value (INR) will be added to the converted values.
Note on K186: gepadmin: 1. If you choose "Full Conversion" then Column BA (AMOUNT) and Column BB (TAXES) BOTH values will be convert based on selected Currency in (Column L). 2. If you choose "Partial Conversion" then Column BA (AMOUNT) only will be converted based on selected currency (Column L) and Column BB (TAXES) value (INR) will be added to the converted values.
Note on K190: gepadmin: 1. If you choose "Full Conversion" then Column BA (AMOUNT) and Column BB (TAXES) BOTH values will be convert based on selected Currency in (Column L). 2. If you choose "Partial Conversion" then Column BA (AMOUNT) only will be converted based on selected currency (Column L) and Column BB (TAXES) value (INR) will be added to the converted values.
Note on K210: gepadmin: 1. If you choose "Full Conversion" then Column BA (AMOUNT) and Column BB (TAXES) BOTH values will be convert based on selected Currency in (Column L). 2. If you choose "Partial Conversion" then Column BA (AMOUNT) only will be converted based on selected currency (Column L) and Column BB (TAXES) value (INR) will be added to the converted values.
Note on K217: gepadmin: 1. If you choose "Full Conversion" then Column BA (AMOUNT) and Column BB (TAXES) BOTH values will be convert based on selected Currency in (Column L). 2. If you choose "Partial Conversion" then Column BA (AMOUNT) only will be converted based on selected currency (Column L) and Column BB (TAXES) value (INR) will be added to the converted values.
Note on K237: gepadmin: 1. If you choose "Full Conversion" then Column BA (AMOUNT) and Column BB (TAXES) BOTH values will be convert based on selected Currency in (Column L). 2. If you choose "Partial Conversion" then Column BA (AMOUNT) only will be converted based on selected currency (Column L) and Column BB (TAXES) value (INR) will be added to the converted values.
Note on K41: gepadmin: 1. If you choose "Full Conversion" then Column BA (AMOUNT) and Column BB (TAXES) BOTH values will be convert based on selected Currency in (Column L). 2. If you choose "Partial Conversion" then Column BA (AMOUNT) only will be converted based on selected currency (Column L) and Column BB (TAXES) value (INR) will be added to the converted values.
Note on K63: gepadmin: 1. If you choose "Full Conversion" then Column BA (AMOUNT) and Column BB (TAXES) BOTH values will be convert based on selected Currency in (Column L). 2. If you choose "Partial Conversion" then Column BA (AMOUNT) only will be converted based on selected currency (Column L) and Column BB (TAXES) value (INR) will be added to the converted values.
Note on K164: gepadmin: 1. If you choose "Full Conversion" then Column BA (AMOUNT) and Column BB (TAXES) BOTH values will be convert based on selected Currency in (Column L). 2. If you choose "Partial Conversion" then Column BA (AMOUNT) only will be converted based on selected currency (Column L) and Column BB (TAXES) value (INR) will be added to the converted values.
Note on K81: gepadmin: 1. If you choose "Full Conversion" then Column BA (AMOUNT) and Column BB (TAXES) BOTH values will be convert based on selected Currency in (Column L). 2. If you choose "Partial Conversion" then Column BA (AMOUNT) only will be converted based on selected currency (Column L) and Column BB (TAXES) value (INR) will be added to the converted values.
Note on K87: gepadmin: 1. If you choose "Full Conversion" then Column BA (AMOUNT) and Column BB (TAXES) BOTH values will be convert based on selected Currency in (Column L). 2. If you choose "Partial Conversion" then Column BA (AMOUNT) only will be converted based on selected currency (Column L) and Column BB (TAXES) value (INR) will be added to the converted values.
Note on K90: gepadmin: 1. If you choose "Full Conversion" then Column BA (AMOUNT) and Column BB (TAXES) BOTH values will be convert based on selected Currency in (Column L). 2. If you choose "Partial Conversion" then Column BA (AMOUNT) only will be converted based on selected currency (Column L) and Column BB (TAXES) value (INR) will be added to the converted values.
Note on K97: gepadmin: 1. If you choose "Full Conversion" then Column BA (AMOUNT) and Column BB (TAXES) BOTH values will be convert based on selected Currency in (Column L). 2. If you choose "Partial Conversion" then Column BA (AMOUNT) only will be converted based on selected currency (Column L) and Column BB (TAXES) value (INR) will be added to the converted values.
Note on K108: gepadmin: 1. If you choose "Full Conversion" then Column BA (AMOUNT) and Column BB (TAXES) BOTH values will be convert based on selected Currency in (Column L). 2. If you choose "Partial Conversion" then Column BA (AMOUNT) only will be converted based on selected currency (Column L) and Column BB (TAXES) value (INR) will be added to the converted values.
Note on K118: gepadmin: 1. If you choose "Full Conversion" then Column BA (AMOUNT) and Column BB (TAXES) BOTH values will be convert based on selected Currency in (Column L). 2. If you choose "Partial Conversion" then Column BA (AMOUNT) only will be converted based on selected currency (Column L) and Column BB (TAXES) value (INR) will be added to the converted values.
Note on K140: gepadmin: 1. If you choose "Full Conversion" then Column BA (AMOUNT) and Column BB (TAXES) BOTH values will be convert based on selected Currency in (Column L). 2. If you choose "Partial Conversion" then Column BA (AMOUNT) only will be converted based on selected currency (Column L) and Column BB (TAXES) value (INR) will be added to the converted values.
Note on K145: gepadmin: 1. If you choose "Full Conversion" then Column BA (AMOUNT) and Column BB (TAXES) BOTH values will be convert based on selected Currency in (Column L). 2. If you choose "Partial Conversion" then Column BA (AMOUNT) only will be converted based on selected currency (Column L) and Column BB (TAXES) value (INR) will be added to the converted values.
Note on K147: gepadmin: 1. If you choose "Full Conversion" then Column BA (AMOUNT) and Column BB (TAXES) BOTH values will be convert based on selected Currency in (Column L). 2. If you choose "Partial Conversion" then Column BA (AMOUNT) only will be converted based on selected currency (Column L) and Column BB (TAXES) value (INR) will be added to the converted values.
Note on K159: gepadmin: 1. If you choose "Full Conversion" then Column BA (AMOUNT) and Column BB (TAXES) BOTH values will be convert based on selected Currency in (Column L). 2. If you choose "Partial Conversion" then Column BA (AMOUNT) only will be converted based on selected currency (Column L) and Column BB (TAXES) value (INR) will be added to the converted values.
Note on K168: gepadmin: 1. If you choose "Full Conversion" then Column BA (AMOUNT) and Column BB (TAXES) BOTH values will be convert based on selected Currency in (Column L). 2. If you choose "Partial Conversion" then Column BA (AMOUNT) only will be converted based on selected currency (Column L) and Column BB (TAXES) value (INR) will be added to the converted values.
Note on K170: gepadmin: 1. If you choose "Full Conversion" then Column BA (AMOUNT) and Column BB (TAXES) BOTH values will be convert based on selected Currency in (Column L). 2. If you choose "Partial Conversion" then Column BA (AMOUNT) only will be converted based on selected currency (Column L) and Column BB (TAXES) value (INR) will be added to the converted values.
Note on K177: gepadmin: 1. If you choose "Full Conversion" then Column BA (AMOUNT) and Column BB (TAXES) BOTH values will be convert based on selected Currency in (Column L). 2. If you choose "Partial Conversion" then Column BA (AMOUNT) only will be converted based on selected currency (Column L) and Column BB (TAXES) value (INR) will be added to the converted values.
Note on K179: gepadmin: 1. If you choose "Full Conversion" then Column BA (AMOUNT) and Column BB (TAXES) BOTH values will be convert based on selected Currency in (Column L). 2. If you choose "Partial Conversion" then Column BA (AMOUNT) only will be converted based on selected currency (Column L) and Column BB (TAXES) value (INR) will be added to the converted values.
Note on K193: gepadmin: 1. If you choose "Full Conversion" then Column BA (AMOUNT) and Column BB (TAXES) BOTH values will be convert based on selected Currency in (Column L). 2. If you choose "Partial Conversion" then Column BA (AMOUNT) only will be converted based on selected currency (Column L) and Column BB (TAXES) value (INR) will be added to the converted values.
Note on K207: gepadmin: 1. If you choose "Full Conversion" then Column BA (AMOUNT) and Column BB (TAXES) BOTH values will be convert based on selected Currency in (Column L). 2. If you choose "Partial Conversion" then Column BA (AMOUNT) only will be converted based on selected currency (Column L) and Column BB (TAXES) value (INR) will be added to the converted values.
Note on K211: gepadmin: 1. If you choose "Full Conversion" then Column BA (AMOUNT) and Column BB (TAXES) BOTH values will be convert based on selected Currency in (Column L). 2. If you choose "Partial Conversion" then Column BA (AMOUNT) only will be converted based on selected currency (Column L) and Column BB (TAXES) value (INR) will be added to the converted values.
Note on K23: gepadmin: 1. If you choose "Full Conversion" then Column BA (AMOUNT) and Column BB (TAXES) BOTH values will be convert based on selected Currency in (Column L). 2. If you choose "Partial Conversion" then Column BA (AMOUNT) only will be converted based on selected currency (Column L) and Column BB (TAXES) value (INR) will be added to the converted values.
Note on K27: gepadmin: 1. If you choose "Full Conversion" then Column BA (AMOUNT) and Column BB (TAXES) BOTH values will be convert based on selected Currency in (Column L). 2. If you choose "Partial Conversion" then Column BA (AMOUNT) only will be converted based on selected currency (Column L) and Column BB (TAXES) value (INR) will be added to the converted values.
Note on K31: gepadmin: 1. If you choose "Full Conversion" then Column BA (AMOUNT) and Column BB (TAXES) BOTH values will be convert based on selected Currency in (Column L). 2. If you choose "Partial Conversion" then Column BA (AMOUNT) only will be converted based on selected currency (Column L) and Column BB (TAXES) value (INR) will be added to the converted values.
Note on K36: gepadmin: 1. If you choose "Full Conversion" then Column BA (AMOUNT) and Column BB (TAXES) BOTH values will be convert based on selected Currency in (Column L). 2. If you choose "Partial Conversion" then Column BA (AMOUNT) only will be converted based on selected currency (Column L) and Column BB (TAXES) value (INR) will be added to the converted values.
Note on K43: gepadmin: 1. If you choose "Full Conversion" then Column BA (AMOUNT) and Column BB (TAXES) BOTH values will be convert based on selected Currency in (Column L). 2. If you choose "Partial Conversion" then Column BA (AMOUNT) only will be converted based on selected currency (Column L) and Column BB (TAXES) value (INR) will be added to the converted values.
Note on K47: gepadmin: 1. If you choose "Full Conversion" then Column BA (AMOUNT) and Column BB (TAXES) BOTH values will be convert based on selected Currency in (Column L). 2. If you choose "Partial Conversion" then Column BA (AMOUNT) only will be converted based on selected currency (Column L) and Column BB (TAXES) value (INR) will be added to the converted values.
Note on K51: gepadmin: 1. If you choose "Full Conversion" then Column BA (AMOUNT) and Column BB (TAXES) BOTH values will be convert based on selected Currency in (Column L). 2. If you choose "Partial Conversion" then Column BA (AMOUNT) only will be converted based on selected currency (Column L) and Column BB (TAXES) value (INR) will be added to the converted values.
Note on K68: gepadmin: 1. If you choose "Full Conversion" then Column BA (AMOUNT) and Column BB (TAXES) BOTH values will be convert based on selected Currency in (Column L). 2. If you choose "Partial Conversion" then Column BA (AMOUNT) only will be converted based on selected currency (Column L) and Column BB (TAXES) value (INR) will be added to the converted values.
Note on K72: gepadmin: 1. If you choose "Full Conversion" then Column BA (AMOUNT) and Column BB (TAXES) BOTH values will be convert based on selected Currency in (Column L). 2. If you choose "Partial Conversion" then Column BA (AMOUNT) only will be converted based on selected currency (Column L) and Column BB (TAXES) value (INR) will be added to the converted values.
Note on K110: gepadmin: 1. If you choose "Full Conversion" then Column BA (AMOUNT) and Column BB (TAXES) BOTH values will be convert based on selected Currency in (Column L). 2. If you choose "Partial Conversion" then Column BA (AMOUNT) only will be converted based on selected currency (Column L) and Column BB (TAXES) value (INR) will be added to the converted values.
Note on K128: gepadmin: 1. If you choose "Full Conversion" then Column BA (AMOUNT) and Column BB (TAXES) BOTH values will be convert based on selected Currency in (Column L). 2. If you choose "Partial Conversion" then Column BA (AMOUNT) only will be converted based on selected currency (Column L) and Column BB (TAXES) value (INR) will be added to the converted values.
Note on K129: gepadmin: 1. If you choose "Full Conversion" then Column BA (AMOUNT) and Column BB (TAXES) BOTH values will be convert based on selected Currency in (Column L). 2. If you choose "Partial Conversion" then Column BA (AMOUNT) only will be converted based on selected currency (Column L) and Column BB (TAXES) value (INR) will be added to the converted values.
Note on K130: gepadmin: 1. If you choose "Full Conversion" then Column BA (AMOUNT) and Column BB (TAXES) BOTH values will be convert based on selected Currency in (Column L). 2. If you choose "Partial Conversion" then Column BA (AMOUNT) only will be converted based on selected currency (Column L) and Column BB (TAXES) value (INR) will be added to the converted values.
Note on K136: gepadmin: 1. If you choose "Full Conversion" then Column BA (AMOUNT) and Column BB (TAXES) BOTH values will be convert based on selected Currency in (Column L). 2. If you choose "Partial Conversion" then Column BA (AMOUNT) only will be converted based on selected currency (Column L) and Column BB (TAXES) value (INR) will be added to the converted values.
Note on K165: gepadmin: 1. If you choose "Full Conversion" then Column BA (AMOUNT) and Column BB (TAXES) BOTH values will be convert based on selected Currency in (Column L). 2. If you choose "Partial Conversion" then Column BA (AMOUNT) only will be converted based on selected currency (Column L) and Column BB (TAXES) value (INR) will be added to the converted values.
Note on K173: gepadmin: 1. If you choose "Full Conversion" then Column BA (AMOUNT) and Column BB (TAXES) BOTH values will be convert based on selected Currency in (Column L). 2. If you choose "Partial Conversion" then Column BA (AMOUNT) only will be converted based on selected currency (Column L) and Column BB (TAXES) value (INR) will be added to the converted values.
Note on K184: gepadmin: 1. If you choose "Full Conversion" then Column BA (AMOUNT) and Column BB (TAXES) BOTH values will be convert based on selected Currency in (Column L). 2. If you choose "Partial Conversion" then Column BA (AMOUNT) only will be converted based on selected currency (Column L) and Column BB (TAXES) value (INR) will be added to the converted values.
Note on K198: gepadmin: 1. If you choose "Full Conversion" then Column BA (AMOUNT) and Column BB (TAXES) BOTH values will be convert based on selected Currency in (Column L). 2. If you choose "Partial Conversion" then Column BA (AMOUNT) only will be converted based on selected currency (Column L) and Column BB (TAXES) value (INR) will be added to the converted values.
Note on K205: gepadmin: 1. If you choose "Full Conversion" then Column BA (AMOUNT) and Column BB (TAXES) BOTH values will be convert based on selected Currency in (Column L). 2. If you choose "Partial Conversion" then Column BA (AMOUNT) only will be converted based on selected currency (Column L) and Column BB (TAXES) value (INR) will be added to the converted values.
Note on K216: gepadmin: 1. If you choose "Full Conversion" then Column BA (AMOUNT) and Column BB (TAXES) BOTH values will be convert based on selected Currency in (Column L). 2. If you choose "Partial Conversion" then Column BA (AMOUNT) only will be converted based on selected currency (Column L) and Column BB (TAXES) value (INR) will be added to the converted values.
Note on K226: gepadmin: 1. If you choose "Full Conversion" then Column BA (AMOUNT) and Column BB (TAXES) BOTH values will be convert based on selected Currency in (Column L). 2. If you choose "Partial Conversion" then Column BA (AMOUNT) only will be converted based on selected currency (Column L) and Column BB (TAXES) value (INR) will be added to the converted values.
Note on K238: gepadmin: 1. If you choose "Full Conversion" then Column BA (AMOUNT) and Column BB (TAXES) BOTH values will be convert based on selected Currency in (Column L). 2. If you choose "Partial Conversion" then Column BA (AMOUNT) only will be converted based on selected currency (Column L) and Column BB (TAXES) value (INR) will be added to the converted values.
Note on K241: gepadmin: 1. If you choose "Full Conversion" then Column BA (AMOUNT) and Column BB (TAXES) BOTH values will be convert based on selected Currency in (Column L). 2. If you choose "Partial Conversion" then Column BA (AMOUNT) only will be converted based on selected currency (Column L) and Column BB (TAXES) value (INR) will be added to the converted values.
Note on K19: gepadmin: 1. If you choose "Full Conversion" then Column BA (AMOUNT) and Column BB (TAXES) BOTH values will be convert based on selected Currency in (Column L). 2. If you choose "Partial Conversion" then Column BA (AMOUNT) only will be converted based on selected currency (Column L) and Column BB (TAXES) value (INR) will be added to the converted values.
Note on K77: gepadmin: 1. If you choose "Full Conversion" then Column BA (AMOUNT) and Column BB (TAXES) BOTH values will be convert based on selected Currency in (Column L). 2. If you choose "Partial Conversion" then Column BA (AMOUNT) only will be converted based on selected currency (Column L) and Column BB (TAXES) value (INR) will be added to the converted values.
Note on K157: gepadmin: 1. If you choose "Full Conversion" then Column BA (AMOUNT) and Column BB (TAXES) BOTH values will be convert based on selected Currency in (Column L). 2. If you choose "Partial Conversion" then Column BA (AMOUNT) only will be converted based on selected currency (Column L) and Column BB (TAXES) value (INR) will be added to the converted values.
Note on K30: gepadmin: 1. If you choose "Full Conversion" then Column BA (AMOUNT) and Column BB (TAXES) BOTH values will be convert based on selected Currency in (Column L). 2. If you choose "Partial Conversion" then Column BA (AMOUNT) only will be converted based on selected currency (Column L) and Column BB (TAXES) value (INR) will be added to the converted values.
Note on K50: gepadmin: 1. If you choose "Full Conversion" then Column BA (AMOUNT) and Column BB (TAXES) BOTH values will be convert based on selected Currency in (Column L). 2. If you choose "Partial Conversion" then Column BA (AMOUNT) only will be converted based on selected currency (Column L) and Column BB (TAXES) value (INR) will be added to the converted values.
Note on K70: gepadmin: 1. If you choose "Full Conversion" then Column BA (AMOUNT) and Column BB (TAXES) BOTH values will be convert based on selected Currency in (Column L). 2. If you choose "Partial Conversion" then Column BA (AMOUNT) only will be converted based on selected currency (Column L) and Column BB (TAXES) value (INR) will be added to the converted values.
Note on K78: gepadmin: 1. If you choose "Full Conversion" then Column BA (AMOUNT) and Column BB (TAXES) BOTH values will be convert based on selected Currency in (Column L). 2. If you choose "Partial Conversion" then Column BA (AMOUNT) only will be converted based on selected currency (Column L) and Column BB (TAXES) value (INR) will be added to the converted values.
Note on K80: gepadmin: 1. If you choose "Full Conversion" then Column BA (AMOUNT) and Column BB (TAXES) BOTH values will be convert based on selected Currency in (Column L). 2. If you choose "Partial Conversion" then Column BA (AMOUNT) only will be converted based on selected currency (Column L) and Column BB (TAXES) value (INR) will be added to the converted values.
Note on K86: gepadmin: 1. If you choose "Full Conversion" then Column BA (AMOUNT) and Column BB (TAXES) BOTH values will be convert based on selected Currency in (Column L). 2. If you choose "Partial Conversion" then Column BA (AMOUNT) only will be converted based on selected currency (Column L) and Column BB (TAXES) value (INR) will be added to the converted values.
Note on K89: gepadmin: 1. If you choose "Full Conversion" then Column BA (AMOUNT) and Column BB (TAXES) BOTH values will be convert based on selected Currency in (Column L). 2. If you choose "Partial Conversion" then Column BA (AMOUNT) only will be converted based on selected currency (Column L) and Column BB (TAXES) value (INR) will be added to the converted values.
Note on K92: gepadmin: 1. If you choose "Full Conversion" then Column BA (AMOUNT) and Column BB (TAXES) BOTH values will be convert based on selected Currency in (Column L). 2. If you choose "Partial Conversion" then Column BA (AMOUNT) only will be converted based on selected currency (Column L) and Column BB (TAXES) value (INR) will be added to the converted values.
Note on K104: gepadmin: 1. If you choose "Full Conversion" then Column BA (AMOUNT) and Column BB (TAXES) BOTH values will be convert based on selected Currency in (Column L). 2. If you choose "Partial Conversion" then Column BA (AMOUNT) only will be converted based on selected currency (Column L) and Column BB (TAXES) value (INR) will be added to the converted values.
Note on K109: gepadmin: 1. If you choose "Full Conversion" then Column BA (AMOUNT) and Column BB (TAXES) BOTH values will be convert based on selected Currency in (Column L). 2. If you choose "Partial Conversion" then Column BA (AMOUNT) only will be converted based on selected currency (Column L) and Column BB (TAXES) value (INR) will be added to the converted values.
Note on K111: gepadmin: 1. If you choose "Full Conversion" then Column BA (AMOUNT) and Column BB (TAXES) BOTH values will be convert based on selected Currency in (Column L). 2. If you choose "Partial Conversion" then Column BA (AMOUNT) only will be converted based on selected currency (Column L) and Column BB (TAXES) value (INR) will be added to the converted values.
Note on K112: gepadmin: 1. If you choose "Full Conversion" then Column BA (AMOUNT) and Column BB (TAXES) BOTH values will be convert based on selected Currency in (Column L). 2. If you choose "Partial Conversion" then Column BA (AMOUNT) only will be converted based on selected currency (Column L) and Column BB (TAXES) value (INR) will be added to the converted values.
Note on K122: gepadmin: 1. If you choose "Full Conversion" then Column BA (AMOUNT) and Column BB (TAXES) BOTH values will be convert based on selected Currency in (Column L). 2. If you choose "Partial Conversion" then Column BA (AMOUNT) only will be converted based on selected currency (Column L) and Column BB (TAXES) value (INR) will be added to the converted values.
Note on K53: gepadmin: 1. If you choose "Full Conversion" then Column BA (AMOUNT) and Column BB (TAXES) BOTH values will be convert based on selected Currency in (Column L). 2. If you choose "Partial Conversion" then Column BA (AMOUNT) only will be converted based on selected currency (Column L) and Column BB (TAXES) value (INR) will be added to the converted values.
Note on K56: gepadmin: 1. If you choose "Full Conversion" then Column BA (AMOUNT) and Column BB (TAXES) BOTH values will be convert based on selected Currency in (Column L). 2. If you choose "Partial Conversion" then Column BA (AMOUNT) only will be converted based on selected currency (Column L) and Column BB (TAXES) value (INR) will be added to the converted values.
Note on K60: gepadmin: 1. If you choose "Full Conversion" then Column BA (AMOUNT) and Column BB (TAXES) BOTH values will be convert based on selected Currency in (Column L). 2. If you choose "Partial Conversion" then Column BA (AMOUNT) only will be converted based on selected currency (Column L) and Column BB (TAXES) value (INR) will be added to the converted values.
Note on K116: gepadmin: 1. If you choose "Full Conversion" then Column BA (AMOUNT) and Column BB (TAXES) BOTH values will be convert based on selected Currency in (Column L). 2. If you choose "Partial Conversion" then Column BA (AMOUNT) only will be converted based on selected currency (Column L) and Column BB (TAXES) value (INR) will be added to the converted values.
Note on K134: gepadmin: 1. If you choose "Full Conversion" then Column BA (AMOUNT) and Column BB (TAXES) BOTH values will be convert based on selected Currency in (Column L). 2. If you choose "Partial Conversion" then Column BA (AMOUNT) only will be converted based on selected currency (Column L) and Column BB (TAXES) value (INR) will be added to the converted values.
Note on K141: gepadmin: 1. If you choose "Full Conversion" then Column BA (AMOUNT) and Column BB (TAXES) BOTH values will be convert based on selected Currency in (Column L). 2. If you choose "Partial Conversion" then Column BA (AMOUNT) only will be converted based on selected currency (Column L) and Column BB (TAXES) value (INR) will be added to the converted values.
Note on K142: gepadmin: 1. If you choose "Full Conversion" then Column BA (AMOUNT) and Column BB (TAXES) BOTH values will be convert based on selected Currency in (Column L). 2. If you choose "Partial Conversion" then Column BA (AMOUNT) only will be converted based on selected currency (Column L) and Column BB (TAXES) value (INR) will be added to the converted values.
Note on K143: gepadmin: 1. If you choose "Full Conversion" then Column BA (AMOUNT) and Column BB (TAXES) BOTH values will be convert based on selected Currency in (Column L). 2. If you choose "Partial Conversion" then Column BA (AMOUNT) only will be converted based on selected currency (Column L) and Column BB (TAXES) value (INR) will be added to the converted values.
Note on K148: gepadmin: 1. If you choose "Full Conversion" then Column BA (AMOUNT) and Column BB (TAXES) BOTH values will be convert based on selected Currency in (Column L). 2. If you choose "Partial Conversion" then Column BA (AMOUNT) only will be converted based on selected currency (Column L) and Column BB (TAXES) value (INR) will be added to the converted values.
Note on K150: gepadmin: 1. If you choose "Full Conversion" then Column BA (AMOUNT) and Column BB (TAXES) BOTH values will be convert based on selected Currency in (Column L). 2. If you choose "Partial Conversion" then Column BA (AMOUNT) only will be converted based on selected currency (Column L) and Column BB (TAXES) value (INR) will be added to the converted values.
Note on K163: gepadmin: 1. If you choose "Full Conversion" then Column BA (AMOUNT) and Column BB (TAXES) BOTH values will be convert based on selected Currency in (Column L). 2. If you choose "Partial Conversion" then Column BA (AMOUNT) only will be converted based on selected currency (Column L) and Column BB (TAXES) value (INR) will be added to the converted values.
Note on K171: gepadmin: 1. If you choose "Full Conversion" then Column BA (AMOUNT) and Column BB (TAXES) BOTH values will be convert based on selected Currency in (Column L). 2. If you choose "Partial Conversion" then Column BA (AMOUNT) only will be converted based on selected currency (Column L) and Column BB (TAXES) value (INR) will be added to the converted values.
Note on K174: gepadmin: 1. If you choose "Full Conversion" then Column BA (AMOUNT) and Column BB (TAXES) BOTH values will be convert based on selected Currency in (Column L). 2. If you choose "Partial Conversion" then Column BA (AMOUNT) only will be converted based on selected currency (Column L) and Column BB (TAXES) value (INR) will be added to the converted values.
Note on K180: gepadmin: 1. If you choose "Full Conversion" then Column BA (AMOUNT) and Column BB (TAXES) BOTH values will be convert based on selected Currency in (Column L). 2. If you choose "Partial Conversion" then Column BA (AMOUNT) only will be converted based on selected currency (Column L) and Column BB (TAXES) value (INR) will be added to the converted values.
Note on K181: gepadmin: 1. If you choose "Full Conversion" then Column BA (AMOUNT) and Column BB (TAXES) BOTH values will be convert based on selected Currency in (Column L). 2. If you choose "Partial Conversion" then Column BA (AMOUNT) only will be converted based on selected currency (Column L) and Column BB (TAXES) value (INR) will be added to the converted values.
Note on K183: gepadmin: 1. If you choose "Full Conversion" then Column BA (AMOUNT) and Column BB (TAXES) BOTH values will be convert based on selected Currency in (Column L). 2. If you choose "Partial Conversion" then Column BA (AMOUNT) only will be converted based on selected currency (Column L) and Column BB (TAXES) value (INR) will be added to the converted values.
Note on K185: gepadmin: 1. If you choose "Full Conversion" then Column BA (AMOUNT) and Column BB (TAXES) BOTH values will be convert based on selected Currency in (Column L). 2. If you choose "Partial Conversion" then Column BA (AMOUNT) only will be converted based on selected currency (Column L) and Column BB (TAXES) value (INR) will be added to the converted values.
Note on K199: gepadmin: 1. If you choose "Full Conversion" then Column BA (AMOUNT) and Column BB (TAXES) BOTH values will be convert based on selected Currency in (Column L). 2. If you choose "Partial Conversion" then Column BA (AMOUNT) only will be converted based on selected currency (Column L) and Column BB (TAXES) value (INR) will be added to the converted values.
Note on K208: gepadmin: 1. If you choose "Full Conversion" then Column BA (AMOUNT) and Column BB (TAXES) BOTH values will be convert based on selected Currency in (Column L). 2. If you choose "Partial Conversion" then Column BA (AMOUNT) only will be converted based on selected currency (Column L) and Column BB (TAXES) value (INR) will be added to the converted values.
Note on K219: gepadmin: 1. If you choose "Full Conversion" then Column BA (AMOUNT) and Column BB (TAXES) BOTH values will be convert based on selected Currency in (Column L). 2. If you choose "Partial Conversion" then Column BA (AMOUNT) only will be converted based on selected currency (Column L) and Column BB (TAXES) value (INR) will be added to the converted values.
Note on K234: gepadmin: 1. If you choose "Full Conversion" then Column BA (AMOUNT) and Column BB (TAXES) BOTH values will be convert based on selected Currency in (Column L). 2. If you choose "Partial Conversion" then Column BA (AMOUNT) only will be converted based on selected currency (Column L) and Column BB (TAXES) value (INR) will be added to the converted values.
Note on K243: gepadmin: 1. If you choose "Full Conversion" then Column BA (AMOUNT) and Column BB (TAXES) BOTH values will be convert based on selected Currency in (Column L). 2. If you choose "Partial Conversion" then Column BA (AMOUNT) only will be converted based on selected currency (Column L) and Column BB (TAXES) value (INR) will be added to the converted values.
Note on K189: gepadmin: 1. If you choose "Full Conversion" then Column BA (AMOUNT) and Column BB (TAXES) BOTH values will be convert based on selected Currency in (Column L). 2. If you choose "Partial Conversion" then Column BA (AMOUNT) only will be converted based on selected currency (Column L) and Column BB (TAXES) value (INR) will be added to the converted values.
Note on K15: gepadmin: 1. If you choose "Full Conversion" then Column BA (AMOUNT) and Column BB (TAXES) BOTH values will be convert based on selected Currency in (Column L). 2. If you choose "Partial Conversion" then Column BA (AMOUNT) only will be converted based on selected currency (Column L) and Column BB (TAXES) value (INR) will be added to the converted values.
Note on K22: gepadmin: 1. If you choose "Full Conversion" then Column BA (AMOUNT) and Column BB (TAXES) BOTH values will be convert based on selected Currency in (Column L). 2. If you choose "Partial Conversion" then Column BA (AMOUNT) only will be converted based on selected currency (Column L) and Column BB (TAXES) value (INR) will be added to the converted values.
Note on K26: gepadmin: 1. If you choose "Full Conversion" then Column BA (AMOUNT) and Column BB (TAXES) BOTH values will be convert based on selected Currency in (Column L). 2. If you choose "Partial Conversion" then Column BA (AMOUNT) only will be converted based on selected currency (Column L) and Column BB (TAXES) value (INR) will be added to the converted values.
Note on K32: gepadmin: 1. If you choose "Full Conversion" then Column BA (AMOUNT) and Column BB (TAXES) BOTH values will be convert based on selected Currency in (Column L). 2. If you choose "Partial Conversion" then Column BA (AMOUNT) only will be converted based on selected currency (Column L) and Column BB (TAXES) value (INR) will be added to the converted values.
Note on K39: gepadmin: 1. If you choose "Full Conversion" then Column BA (AMOUNT) and Column BB (TAXES) BOTH values will be convert based on selected Currency in (Column L). 2. If you choose "Partial Conversion" then Column BA (AMOUNT) only will be converted based on selected currency (Column L) and Column BB (TAXES) value (INR) will be added to the converted values.
Note on K38: gepadmin: 1. If you choose "Full Conversion" then Column BA (AMOUNT) and Column BB (TAXES) BOTH values will be convert based on selected Currency in (Column L). 2. If you choose "Partial Conversion" then Column BA (AMOUNT) only will be converted based on selected currency (Column L) and Column BB (TAXES) value (INR) will be added to the converted values.
Note on K45: gepadmin: 1. If you choose "Full Conversion" then Column BA (AMOUNT) and Column BB (TAXES) BOTH values will be convert based on selected Currency in (Column L). 2. If you choose "Partial Conversion" then Column BA (AMOUNT) only will be converted based on selected currency (Column L) and Column BB (TAXES) value (INR) will be added to the converted values.
Note on K52: gepadmin: 1. If you choose "Full Conversion" then Column BA (AMOUNT) and Column BB (TAXES) BOTH values will be convert based on selected Currency in (Column L). 2. If you choose "Partial Conversion" then Column BA (AMOUNT) only will be converted based on selected currency (Column L) and Column BB (TAXES) value (INR) will be added to the converted values.
Note on K59: gepadmin: 1. If you choose "Full Conversion" then Column BA (AMOUNT) and Column BB (TAXES) BOTH values will be convert based on selected Currency in (Column L). 2. If you choose "Partial Conversion" then Column BA (AMOUNT) only will be converted based on selected currency (Column L) and Column BB (TAXES) value (INR) will be added to the converted values.
Note on K69: gepadmin: 1. If you choose "Full Conversion" then Column BA (AMOUNT) and Column BB (TAXES) BOTH values will be convert based on selected Currency in (Column L). 2. If you choose "Partial Conversion" then Column BA (AMOUNT) only will be converted based on selected currency (Column L) and Column BB (TAXES) value (INR) will be added to the converted values.
Note on K76: gepadmin: 1. If you choose "Full Conversion" then Column BA (AMOUNT) and Column BB (TAXES) BOTH values will be convert based on selected Currency in (Column L). 2. If you choose "Partial Conversion" then Column BA (AMOUNT) only will be converted based on selected currency (Column L) and Column BB (TAXES) value (INR) will be added to the converted values.
Note on K82: gepadmin: 1. If you choose "Full Conversion" then Column BA (AMOUNT) and Column BB (TAXES) BOTH values will be convert based on selected Currency in (Column L). 2. If you choose "Partial Conversion" then Column BA (AMOUNT) only will be converted based on selected currency (Column L) and Column BB (TAXES) value (INR) will be added to the converted values.
Note on K100: gepadmin: 1. If you choose "Full Conversion" then Column BA (AMOUNT) and Column BB (TAXES) BOTH values will be convert based on selected Currency in (Column L). 2. If you choose "Partial Conversion" then Column BA (AMOUNT) only will be converted based on selected currency (Column L) and Column BB (TAXES) value (INR) will be added to the converted values.
Note on K99: gepadmin: 1. If you choose "Full Conversion" then Column BA (AMOUNT) and Column BB (TAXES) BOTH values will be convert based on selected Currency in (Column L). 2. If you choose "Partial Conversion" then Column BA (AMOUNT) only will be converted based on selected currency (Column L) and Column BB (TAXES) value (INR) will be added to the converted values.
Note on K88: gepadmin: 1. If you choose "Full Conversion" then Column BA (AMOUNT) and Column BB (TAXES) BOTH values will be convert based on selected Currency in (Column L). 2. If you choose "Partial Conversion" then Column BA (AMOUNT) only will be converted based on selected currency (Column L) and Column BB (TAXES) value (INR) will be added to the converted values.
Note on K106: gepadmin: 1. If you choose "Full Conversion" then Column BA (AMOUNT) and Column BB (TAXES) BOTH values will be convert based on selected Currency in (Column L). 2. If you choose "Partial Conversion" then Column BA (AMOUNT) only will be converted based on selected currency (Column L) and Column BB (TAXES) value (INR) will be added to the converted values.
Note on K107: gepadmin: 1. If you choose "Full Conversion" then Column BA (AMOUNT) and Column BB (TAXES) BOTH values will be convert based on selected Currency in (Column L). 2. If you choose "Partial Conversion" then Column BA (AMOUNT) only will be converted based on selected currency (Column L) and Column BB (TAXES) value (INR) will be added to the converted values.
Note on K113: gepadmin: 1. If you choose "Full Conversion" then Column BA (AMOUNT) and Column BB (TAXES) BOTH values will be convert based on selected Currency in (Column L). 2. If you choose "Partial Conversion" then Column BA (AMOUNT) only will be converted based on selected currency (Column L) and Column BB (TAXES) value (INR) will be added to the converted values.
Note on K119: gepadmin: 1. If you choose "Full Conversion" then Column BA (AMOUNT) and Column BB (TAXES) BOTH values will be convert based on selected Currency in (Column L). 2. If you choose "Partial Conversion" then Column BA (AMOUNT) only will be converted based on selected currency (Column L) and Column BB (TAXES) value (INR) will be added to the converted values.
Note on K125: gepadmin: 1. If you choose "Full Conversion" then Column BA (AMOUNT) and Column BB (TAXES) BOTH values will be convert based on selected Currency in (Column L). 2. If you choose "Partial Conversion" then Column BA (AMOUNT) only will be converted based on selected currency (Column L) and Column BB (TAXES) value (INR) will be added to the converted values.
Note on K133: gepadmin: 1. If you choose "Full Conversion" then Column BA (AMOUNT) and Column BB (TAXES) BOTH values will be convert based on selected Currency in (Column L). 2. If you choose "Partial Conversion" then Column BA (AMOUNT) only will be converted based on selected currency (Column L) and Column BB (TAXES) value (INR) will be added to the converted values.
Note on K139: gepadmin: 1. If you choose "Full Conversion" then Column BA (AMOUNT) and Column BB (TAXES) BOTH values will be convert based on selected Currency in (Column L). 2. If you choose "Partial Conversion" then Column BA (AMOUNT) only will be converted based on selected currency (Column L) and Column BB (TAXES) value (INR) will be added to the converted values.
Note on K144: gepadmin: 1. If you choose "Full Conversion" then Column BA (AMOUNT) and Column BB (TAXES) BOTH values will be convert based on selected Currency in (Column L). 2. If you choose "Partial Conversion" then Column BA (AMOUNT) only will be converted based on selected currency (Column L) and Column BB (TAXES) value (INR) will be added to the converted values.
Note on K149: gepadmin: 1. If you choose "Full Conversion" then Column BA (AMOUNT) and Column BB (TAXES) BOTH values will be convert based on selected Currency in (Column L). 2. If you choose "Partial Conversion" then Column BA (AMOUNT) only will be converted based on selected currency (Column L) and Column BB (TAXES) value (INR) will be added to the converted values.
Note on K161: gepadmin: 1. If you choose "Full Conversion" then Column BA (AMOUNT) and Column BB (TAXES) BOTH values will be convert based on selected Currency in (Column L). 2. If you choose "Partial Conversion" then Column BA (AMOUNT) only will be converted based on selected currency (Column L) and Column BB (TAXES) value (INR) will be added to the converted values.
Note on K162: gepadmin: 1. If you choose "Full Conversion" then Column BA (AMOUNT) and Column BB (TAXES) BOTH values will be convert based on selected Currency in (Column L). 2. If you choose "Partial Conversion" then Column BA (AMOUNT) only will be converted based on selected currency (Column L) and Column BB (TAXES) value (INR) will be added to the converted values.
Note on K176: gepadmin: 1. If you choose "Full Conversion" then Column BA (AMOUNT) and Column BB (TAXES) BOTH values will be convert based on selected Currency in (Column L). 2. If you choose "Partial Conversion" then Column BA (AMOUNT) only will be converted based on selected currency (Column L) and Column BB (TAXES) value (INR) will be added to the converted values.
Note on K187: gepadmin: 1. If you choose "Full Conversion" then Column BA (AMOUNT) and Column BB (TAXES) BOTH values will be convert based on selected Currency in (Column L). 2. If you choose "Partial Conversion" then Column BA (AMOUNT) only will be converted based on selected currency (Column L) and Column BB (TAXES) value (INR) will be added to the converted values.
Note on K188: gepadmin: 1. If you choose "Full Conversion" then Column BA (AMOUNT) and Column BB (TAXES) BOTH values will be convert based on selected Currency in (Column L). 2. If you choose "Partial Conversion" then Column BA (AMOUNT) only will be converted based on selected currency (Column L) and Column BB (TAXES) value (INR) will be added to the converted values.
Note on K206: gepadmin: 1. If you choose "Full Conversion" then Column BA (AMOUNT) and Column BB (TAXES) BOTH values will be convert based on selected Currency in (Column L). 2. If you choose "Partial Conversion" then Column BA (AMOUNT) only will be converted based on selected currency (Column L) and Column BB (TAXES) value (INR) will be added to the converted values.
Note on K209: gepadmin: 1. If you choose "Full Conversion" then Column BA (AMOUNT) and Column BB (TAXES) BOTH values will be convert based on selected Currency in (Column L). 2. If you choose "Partial Conversion" then Column BA (AMOUNT) only will be converted based on selected currency (Column L) and Column BB (TAXES) value (INR) will be added to the converted values.
Note on K242: gepadmin: 1. If you choose "Full Conversion" then Column BA (AMOUNT) and Column BB (TAXES) BOTH values will be convert based on selected Currency in (Column L). 2. If you choose "Partial Conversion" then Column BA (AMOUNT) only will be converted based on selected currency (Column L) and Column BB (TAXES) value (INR) will be added to the converted values.
Note on K239: gepadmin: 1. If you choose "Full Conversion" then Column BA (AMOUNT) and Column BB (TAXES) BOTH values will be convert based on selected Currency in (Column L). 2. If you choose "Partial Conversion" then Column BA (AMOUNT) only will be converted based on selected currency (Column L) and Column BB (TAXES) value (INR) will be added to the converted values.
Note on K240: gepadmin: 1. If you choose "Full Conversion" then Column BA (AMOUNT) and Column BB (TAXES) BOTH values will be convert based on selected Currency in (Column L). 2. If you choose "Partial Conversion" then Column BA (AMOUNT) only will be converted based on selected currency (Column L) and Column BB (TAXES) value (INR) will be added to the converted values.
Note on K172: gepadmin: 1. If you choose "Full Conversion" then Column BA (AMOUNT) and Column BB (TAXES) BOTH values will be convert based on selected Currency in (Column L). 2. If you choose "Partial Conversion" then Column BA (AMOUNT) only will be converted based on selected currency (Column L) and Column BB (TAXES) value (INR) will be added to the converted values.
Note on K200: gepadmin: 1. If you choose "Full Conversion" then Column BA (AMOUNT) and Column BB (TAXES) BOTH values will be convert based on selected Currency in (Column L). 2. If you choose "Partial Conversion" then Column BA (AMOUNT) only will be converted based on selected currency (Column L) and Column BB (TAXES) value (INR) will be added to the converted values.
Note on K201: gepadmin: 1. If you choose "Full Conversion" then Column BA (AMOUNT) and Column BB (TAXES) BOTH values will be convert based on selected Currency in (Column L). 2. If you choose "Partial Conversion" then Column BA (AMOUNT) only will be converted based on selected currency (Column L) and Column BB (TAXES) value (INR) will be added to the converted values.
Note on K202: gepadmin: 1. If you choose "Full Conversion" then Column BA (AMOUNT) and Column BB (TAXES) BOTH values will be convert based on selected Currency in (Column L). 2. If you choose "Partial Conversion" then Column BA (AMOUNT) only will be converted based on selected currency (Column L) and Column BB (TAXES) value (INR) will be added to the converted values.
Note on K93: gepadmin: 1. If you choose "Full Conversion" then Column BA (AMOUNT) and Column BB (TAXES) BOTH values will be convert based on selected Currency in (Column L). 2. If you choose "Partial Conversion" then Column BA (AMOUNT) only will be converted based on selected currency (Column L) and Column BB (TAXES) value (INR) will be added to the converted values.
Note on K94: gepadmin: 1. If you choose "Full Conversion" then Column BA (AMOUNT) and Column BB (TAXES) BOTH values will be convert based on selected Currency in (Column L). 2. If you choose "Partial Conversion" then Column BA (AMOUNT) only will be converted based on selected currency (Column L) and Column BB (TAXES) value (INR) will be added to the converted values.
Note on K95: gepadmin: 1. If you choose "Full Conversion" then Column BA (AMOUNT) and Column BB (TAXES) BOTH values will be convert based on selected Currency in (Column L). 2. If you choose "Partial Conversion" then Column BA (AMOUNT) only will be converted based on selected currency (Column L) and Column BB (TAXES) value (INR) will be added to the converted values.
Note on K96: gepadmin: 1. If you choose "Full Conversion" then Column BA (AMOUNT) and Column BB (TAXES) BOTH values will be convert based on selected Currency in (Column L). 2. If you choose "Partial Conversion" then Column BA (AMOUNT) only will be converted based on selected currency (Column L) and Column BB (TAXES) value (INR) will be added to the converted values.
Note on K131: gepadmin: 1. If you choose "Full Conversion" then Column BA (AMOUNT) and Column BB (TAXES) BOTH values will be convert based on selected Currency in (Column L). 2. If you choose "Partial Conversion" then Column BA (AMOUNT) only will be converted based on selected currency (Column L) and Column BB (TAXES) value (INR) will be added to the converted values.
Note on K132: gepadmin: 1. If you choose "Full Conversion" then Column BA (AMOUNT) and Column BB (TAXES) BOTH values will be convert based on selected Currency in (Column L). 2. If you choose "Partial Conversion" then Column BA (AMOUNT) only will be converted based on selected currency (Column L) and Column BB (TAXES) value (INR) will be added to the converted values.

## Macros
Please Enable Macros to View BoQ information