## BoQ1 (hidden)
Percentage BoQ
BoQ_Ver3.0 | Percentage | Normal | INR Only | INR
Select, At Par, Excess (+), Less (-) |  | IOCL
Tender Inviting Authority: The Additional Chief Engineer, W.B.P.H&.I.D.Corpn. Ltd.
Name of Work: Construction of Barrack, L.S. Quarter, Ladies Toilet and Bathroom and installation of Generator Set at Digha Mohana Coastal Police Station in the District of Purba Medinipur.
Contract No: WBPHIDCL/Addl.CE/NIT- 135(e)/2019-2020 (1st Call)
Bidder Name :
PRICE SCHEDULE (This BOQ template must not be modified/replaced by the bidder and the same should be uploaded after filling the relevent columns, else the bidder is liable to be rejected for this tender. Bidders are allowed to enter the Bidder Name and Values only )
NUMBER # | TEXT # | TEXT # | NUMBER # | TEXT # | NUMBER | NUMBER | TEXT | TEXT # | NUMBER # | TEXT# | TEXT # | NUMBER # | NUMBER | NUMBER | NUMBER | NUMBER | TEXT | TEXT | NUMBER | NUMBER | NUMBER | NUMBER | TEXT | TEXT | NUMBER | NUMBER | NUMBER | NUMBER | TEXT | TEXT | NUMBER | NUMBER | NUMBER | NUMBER | TEXT | TEXT | NUMBER | NUMBER | NUMBER | NUMBER | TEXT | TEXT | NUMBER | NUMBER | NUMBER # | NUMBER # | TEXT | TEXT | NUMBER # | NUMBER # | DATE | NUMBER # | NUMBER # | TEXT #
Sl. No. | Item Description | Item Code / Make | Quantity | Units | Estimated Rate |  |  | Addition / Deduction | Addition / Deduction Values | Currency Convertion against each Item | Quoted Currency in INR / Other Currency | BASIC RATE In Figures To be entered by the Bidder Rs. P | Excise Duty | VAT | Freight Charges ( Unloading & Stacking) | Any Other Taxes/Duties/Levies |  |  | Other Taxes 2 | IIIrd Party i.e DGS&D / RITES etc Inspection Charges @0.34%+Service Tax | Less for Cenvat Credit,if any respect of Supplies Under full Excise Duty Category | [30 empty] | TOTAL AMOUNT Without Taxes | TOTAL AMOUNT With Taxes | TOTAL AMOUNT In Words
1 | 2 | 3 | 4 | 5 | 6 | 7 | 8 | 9 | 10 | 11 | 12 | 13 | 14 | 15 | 16 | 17 | 18 | 19 | 20 | 21 | 22 | 23 | 24 | 25 | 26 | 27 | 28 | 29 | 30 | 31 | 32 | 33 | 34 | 35 | 36 | 37 | 38 | 39 | 40 | 41 | 42 | 43 | 44 | 45 | 46 | 47 | 48 | 49 | 50 | 51 | 52 | 53 | 54 | 55
1 | Civil works | BI01010001010000000000000515BI0100001112 | [52 empty] | 1 | Construction of chamber for 100mm sluices valve | item1 | 10 | 1 Nos
2 | Surface Dressing of the ground in any kind of soil including removing vegetation inequalities not exceeding 15 cm depth and disposal of the rubbish within a lead upto 75 m as directed. | BI01010001010000000000000515BI0100001113 | 989 | SqM | 11 |  |  | Excess(+) | 1 | Full Conversion | INR | [40 empty] | 10879 | 10879 | INR Ten Thousand Eight Hundred & Seventy Nine Only | 2 | Construction of chamber for 100mm sluices valve | item3 | 10 | Nos
3 | Earth work in excavation of foundation trenches of drains, in all sorts of soil (including mixed soil but excluding laterite or sandstone) including removing spreading or stacking the spoils with in a lead of 75m. As directed. The item includes necessary trim-ming the sides of trenches, levelling, dressing and ramming the bottom, bailing out water etc. as required complete. Depth of excavation not execeeding 1,500 mm | BI01010001010000000000000515BI0100001114 | 1230 | CuM. | 120.47 |  |  | Excess(+) | 1 | Full Conversion | INR | [40 empty] | 148178.1 | 148178.1 | INR One Lakh Forty Eight Thousand One Hundred & Seventy Eight and Paise Ten Only | 3 | Supplying, Conveying and fixing spls. Including ea | item4 | 10 | Nos
4 | Earth work in excavation of foundation trenches of drains, in all sorts of soil (including mixed soil but excluding laterite or sandstone) including removing spreading or stacking the spoils with in a lead of 75m. As directed. The item includes necessary trim-ming the sides of trenches, levelling, dressing and ramming the bottom, bailing out water etc. as required complete. Depth of Excavation for additional depth beyond1500 mm and upto 3000 mm but not requiring Shoring | BI01010001010000000000000515BI0100001115 | 74.4 | CuM. | 194.3 |  |  | Excess(+) | 1 | Full Conversion | INR | [40 empty] | 14455.92 | 14455.92 | INR Fourteen Thousand Four Hundred & Fifty Five and Paise Ninety Two Only | 1.01 | Supplying, Conveying and fixing spls. Including eart | item1 | 123.223 | Nos
5 | Earth work in filling in foundation trenches or plinth with good earth, in layer not exceeding 150mm including watering and ramming etc. layer by layer complete a) With earth obtained from excavation of foundation. | BI01010001010000000000000515BI0100001116 | 738 | CuM. | 78.31 |  |  | Excess(+) | 1 | Full Conversion | INR | [40 empty] | 57792.78 | 57792.78 | INR Fifty Seven Thousand Seven Hundred & Ninety Two and Paise Seventy Eight Only | 1.02 | Construction of chamber for 100mm sluice plates | item2 | 213 | Nos
6 | Filling in foundation or plinth by silver sand in layers not exceeding 150 mm as directed and consoliding the same by through saturation with water ramming complete including the cost of supply of sand (payment to be made on measurment of finished quantity) Flooring Base | BI01010001010000000000000515BI0100001117 | 261 | CuM. | 568.72 |  |  | Excess(+) | 1 | Full Conversion | INR | [40 empty] | 148435.92 | 148435.92 | INR One Lakh Forty Eight Thousand Four Hundred & Thirty Five and Paise Ninety Two Only | 2 | Construction of chamber for 100mm sluices valve | item3 | 10 | Nos
7 | Single brick flat soling of picked jhama bricks including ramming and dressing bed to proper level, and filling joints with powered or local sand. | BI01010001010000000000000515BI0100001118 | 609 | SqM | 365 |  |  | Excess(+) | 1 | Full Conversion | INR | [40 empty] | 222285 | 222285 | INR Two Lakh Twenty Two Thousand Two Hundred & Eighty Five Only | 3 | Supplying, Conveying and fixing spls. Including ea | item4 | 10 | Nos
8 | (I) Cement concrete with graded stone ballast (40 mm size excluding shuttering) In ground floor (B)With PAKUR Variety 1:3:6 | BI01010001010000000000000515BI0100001119 | 104.6 | CuM. | 5248 |  |  | Excess(+) | 1 | Full Conversion | INR | [40 empty] | 548940.8 | 548940.8 | INR Five Lakh Forty Eight Thousand Nine Hundred & Forty and Paise Eighty Only | 1.01 | Supplying, Conveying and fixing spls. Including eart | item1 | 123.223 | Nos
9 | Controlled Cement concrete with well graded stone chips (20 mm nominal size) excluding shuttering and reinforcement with complete design of concrete as per IS : 456 and relevant special publications, submission of job mix formula after preliminary mix design after testing of concrete cubes as per direction of Engineer-in charge. Consumption of cement will not be less than 300 Kg of cement with Super plasticiser per cubic meter of controlled concrete but actual consumption will be determined on the basis of preliminary test and job mix foumula. In round floor and foundation.[using concrete mixture] (b) M 25 Grade GROUND FLOOR | BI01010001010000000000000515BI0100001120 | 615 | CuM. | 7711.43 |  |  | Excess(+) | 1 | Full Conversion | INR | [40 empty] | 4742529.45 | 4742529.45 | INR Forty Seven Lakh Forty Two Thousand Five Hundred & Twenty Nine and Paise Forty Five Only
10 | Controlled Cement concrete with well graded stone chips (20 mm nominal size) excluding shuttering and reinforcement with complete design of concrete as per IS : 456 and relevant special publications, submission of job mix formula after preliminary mix design after testing of concrete cubes as per direction of Engineer-in charge. Consumption of cement will not be less than 300 Kg of cement with Super plasticiser per cubic meter of controlled concrete but actual consumption will be determined on the basis of preliminary test and job mix foumula. In round floor and foundation.[using concrete mixture] (b) M 25 Grade FIRST FLOOR | BI01010001010000000000000515BI0100001121 | 90.5 | CuM. | 7807.43 |  |  | Excess(+) | 1 | Full Conversion | INR | [40 empty] | 706572.42 | 706572.42 | INR Seven Lakh Six Thousand Five Hundred & Seventy Two and Paise Forty Two Only
11 | Controlled Cement concrete with well graded stone chips (20 mm nominal size) excluding shuttering and reinforcement with complete design of concrete as per IS : 456 and relevant special publications, submission of job mix formula after preliminary mix design after testing of concrete cubes as per direction of Engineer-in charge. Consumption of cement will not be less than 300 Kg of cement with Super plasticiser per cubic meter of controlled concrete but actual consumption will be determined on the basis of preliminary test and job mix foumula. In round floor and foundation.[using concrete mixture] (b) M 25 Grade MUMTY ROOM | BI01010001010000000000000515BI0100001122 | 7.5 | CuM. | 7903.43 |  |  | Excess(+) | 1 | Full Conversion | INR | [40 empty] | 59275.73 | 59275.73 | INR Fifty Nine Thousand Two Hundred & Seventy Five and Paise Seventy Three Only
12 | Hire and labour charges for shuttering with centreing and necessary staging up to 4m using approved stout props thick hard wood planks of approved thickness with required bracing for concrete slabs, beams, columns, linteles curved or straight including fitting, fixing and striking out after complition of works upto roof og GF (c) 9 to 12 mm thick approved quality ply board shuttering in any concrete work GROUND FLOOR | BI01010001010000000000000515BI0100001123 | 3107 | SqM. | 392 |  |  | Excess(+) | 1 | Full Conversion | INR | [40 empty] | 1217944 | 1217944 | INR Twelve Lakh Seventeen Thousand Nine Hundred & Forty Four Only
13 | Hire and labour charges for shuttering with centreing and necessary staging up to 4m using approved stout props thick hard wood planks of approved thickness with required bracing for concrete slabs, beams, columns, linteles curved or straight including fitting, fixing and striking out after complition of works upto roof og GF (c) 9 to 12 mm thick approved quality ply board shuttering in any concrete work FIRST FLOOR | BI01010001010000000000000515BI0100001124 | 911 | SqM. | 410 |  |  | Excess(+) | 1 | Full Conversion | INR | [40 empty] | 373510 | 373510 | INR Three Lakh Seventy Three Thousand Five Hundred & Ten Only
14 | Hire and labour charges for shuttering with centreing and necessary staging up to 4m using approved stout props thick hard wood planks of approved thickness with required bracing for concrete slabs, beams, columns, linteles curved or straight including fitting, fixing and striking out after complition of works upto roof og GF (c) 9 to 12 mm thick approved quality ply board shuttering in any concrete work MUMTY ROOM | BI01010001010000000000000515BI0100001125 | 116 | SqM. | 428 |  |  | Excess(+) | 1 | Full Conversion | INR | [40 empty] | 49648 | 49648 | INR Forty Nine Thousand Six Hundred & Forty Eight Only
15 | Reinforcement for reinforced concrete work in all sorts structure including distribution bars, stirrups, binders etc. including of rods initial straightening and removal of loose rust (if necessary), cutting to requisite length , hooking and bending with 16 gauge black annealed wire at every inter section, complete as per drawing and direction. For work in foundation,basement and and upto roof of/upto 4m i) Tor steel/Mild Steel GROUND FLOOR | BI01010001010000000000000515BI0100001126 | 65.175 | M.T. | 69483 |  |  | Excess(+) | 1 | Full Conversion | INR | [40 empty] | 4528554.53 | 4528554.53 | INR Forty Five Lakh Twenty Eight Thousand Five Hundred & Fifty Four and Paise Fifty Three Only
16 | Reinforcement for reinforced concrete work in all sorts structure including distribution bars, stirrups, binders etc. including of rods initial straightening and removal of loose rust (if necessary), cutting to requisite length , hooking and bending with 16 gauge black annealed wire at every inter section, complete as per drawing and direction. For work in foundation,basement and and upto roof of/upto 4m i) Tor steel/Mild Steel FIRST FLOOR | BI01010001010000000000000515BI0100001127 | 9.236 | M.T. | 69923 |  |  | Excess(+) | 1 | Full Conversion | INR | [40 empty] | 645808.83 | 645808.83 | INR Six Lakh Forty Five Thousand Eight Hundred & Eight and Paise Eighty Three Only
17 | Reinforcement for reinforced concrete work in all sorts structure including distribution bars, stirrups, binders etc. including of rods initial straightening and removal of loose rust (if necessary), cutting to requisite length , hooking and bending with 16 gauge black annealed wire at every inter section, complete as per drawing and direction. For work in foundation,basement and and upto roof of/upto 4m i) Tor steel/Mild Steel MUMTY ROOM | BI01010001010000000000000515BI0100001128 | 0.765 | M.T. | 70363 |  |  | Excess(+) | 1 | Full Conversion | INR | [40 empty] | 53827.7 | 53827.7 | INR Fifty Three Thousand Eight Hundred & Twenty Seven and Paise Seventy Only
18 | Brick work with 1st class bricks in cement mortar (1:6) GL TO PL (a) In foundation and plinth | BI01010001010000000000000515BI0100001129 | 80 | CuM. | 5562 |  |  | Excess(+) | 1 | Full Conversion | INR | [40 empty] | 444960 | 444960 | INR Four Lakh Forty Four Thousand Nine Hundred & Sixty Only
19 | Brick work with 1st class bricks in cement mortar (1:6) in Super Structure ,Ground Floor | BI01010001010000000000000515BI0100001130 | 162 | CuM. | 5786 |  |  | Excess(+) | 1 | Full Conversion | INR | [40 empty] | 937332 | 937332 | INR Nine Lakh Thirty Seven Thousand Three Hundred & Thirty Two Only
20 | Brick work with 1st class bricks in cement mortar (1:6) in Super Structure FIRST FLOOR | BI01010001010000000000000515BI0100001131 | 78 | CuM. | 5898 |  |  | Excess(+) | 1 | Full Conversion | INR | [40 empty] | 460044 | 460044 | INR Four Lakh Sixty Thousand &Forty Four Only
21 | Brick work with 1st class bricks in cement mortar (1:6) in Super Structure MUMTY ROOM | BI01010001010000000000000515BI0100001132 | 11.875 | CuM. | 6010 |  |  | Excess(+) | 1 | Full Conversion | INR | [40 empty] | 71368.75 | 71368.75 | INR Seventy One Thousand Three Hundred & Sixty Eight and Paise Seventy Five Only
22 | 125 mm. thick brick work with 1st class bricks in cement mortar (1:4)in GROUND FLOOR | BI01010001010000000000000515BI0100001133 | 502 | SqM | 765 |  |  | Excess(+) | 1 | Full Conversion | INR | [40 empty] | 384030 | 384030 | INR Three Lakh Eighty Four Thousand &Thirty Only
23 | 125 mm. thick brick work with 1st class bricks in cement mortar (1:4)in FIRST FLOOR | BI01010001010000000000000515BI0100001134 | 268 | SqM | 777 |  |  | Excess(+) | 1 | Full Conversion | INR | [40 empty] | 208236 | 208236 | INR Two Lakh Eight Thousand Two Hundred & Thirty Six Only
24 | 125 mm. thick brick work with 1st class bricks in cement mortar (1:4)in MUMTY ROOM | BI01010001010000000000000515BI0100001135 | 170 | SqM | 789 |  |  | Excess(+) | 1 | Full Conversion | INR | [40 empty] | 134130 | 134130 | INR One Lakh Thirty Four Thousand One Hundred & Thirty Only
25 | 25mm. thick damp proof course with cement concrete with stone chips (1:1.5:3) [with graded stone aggregate 10 mm nominal size] and admixture of water proofing compound as per manufacturer's specification followed by two coat of polymer based paint, (1st coat after 4 to 5 days of concrete laying and 2 nd coat just before brick masonry work) as directed (cost of water proofing compound & polymer based paint to be paid separately).( Chequering not required over concrete or painted surface). [Note: - Waterproofing as per item NO 60, polymer based paint as per item 59 (a) of Section (C). | BI01010001010000000000000515BI0100001136 | 111 | SqM | 208 |  |  | Excess(+) | 1 | Full Conversion | INR | [40 empty] | 23088 | 23088 | INR Twenty Three Thousand &Eighty Eight Only
26 | Labour for Chipping of concrete surface before taking up Plastering work. | BI01010001010000000000000515BI0100001137 | 3692 | SqM | 21 |  |  | Excess(+) | 1 | Full Conversion | INR | [40 empty] | 77532 | 77532 | INR Seventy Seven Thousand Five Hundred & Thirty Two Only
27 | Wood work in door and window frame fitted and fixed in position complete including a protective coat of painting at the contact surface of the frame exluding cost of concrete, Iron Butt Hinges and M.S clamps. (The quantum should be correted upto three decimals). Sal : Sal Malayasian GROUND FLOOR | BI01010001010000000000000515BI0100001138 | 1.19 | CuM. | 86776 |  |  | Excess(+) | 1 | Full Conversion | INR | [40 empty] | 103263.44 | 103263.44 | INR One Lakh Three Thousand Two Hundred & Sixty Three and Paise Forty Four Only
28 | Wood work in door and window frame fitted and fixed in position complete including a protective coat of painting at the contact surface of the frame exluding cost of concrete, Iron Butt Hinges and M.S clamps. (The quantum should be correted upto three decimals). Sal : Sal Malayasian FIRST FLOOR | BI01010001010000000000000515BI0100001139 | 0.65 | CuM. | 86976 |  |  | Excess(+) | 1 | Full Conversion | INR | [40 empty] | 56534.4 | 56534.4 | INR Fifty Six Thousand Five Hundred & Thirty Four and Paise Forty Only
29 | Supplying solid flush type doors of commercial quality, the timber frame consisting of top and bottom rails and side styles of well seasoned timber 65mm wideeach and the entire frame fitted with 37.5mm wide battens places both ways in order to make the door of solid core and internal lipping with Garjan or similar wood veneerscomplete, including fitting, fixing shutters inposition but excluding the cost of hinges andother fittings in ground floor.(a) 35 mm thick shutters (single leaf) ALL FLOORS | BI01010001010000000000000515BI0100001140 | 91 | SqM | 3142 |  |  | Excess(+) | 1 | Full Conversion | INR | [40 empty] | 285922 | 285922 | INR Two Lakh Eighty Five Thousand Nine Hundred & Twenty Two Only
30 | Plaster (to wall, floor, ceiling etc.) with sand and cement mortar including rounding off or chamfering corners as directed and raking out joints including throating, nosing and drip course, scaffolding/staging where necessary (Ground floor).[Excluding cost of chipping over concrete surface] (ii) c/ With 1:4 cement mortar ,b) 10 mm thick plaster. Ceiling Plaster GROUND FLOOR | BI01010001010000000000000515BI0100001141 | 678.5 | SqM | 134 |  |  | Excess(+) | 1 | Full Conversion | INR | [40 empty] | 90919 | 90919 | INR Ninety Thousand Nine Hundred & Nineteen Only
31 | Plaster (to wall, floor, ceiling etc.) with sand and cement mortar including rounding off or chamfering corners as directed and raking out joints including throating, nosing and drip course, scaffolding/staging where necessary (Ground floor).[Excluding cost of chipping over concrete surface] (ii) c/ With 1:4 cement mortar ,b) 10 mm thick plaster. Ceiling Plaster FIRST FLOOR | BI01010001010000000000000515BI0100001142 | 323 | SqM | 138 |  |  | Excess(+) | 1 | Full Conversion | INR | [40 empty] | 44574 | 44574 | INR Forty Four Thousand Five Hundred & Seventy Four Only
32 | Plaster (to wall, floor, ceiling etc.) with sand and cement mortar including rounding off or chamfering corners as directed and raking out joints including throating, nosing and drip course, scaffolding/staging where necessary (Ground floor).[Excluding cost of chipping over concrete surface] (ii) c/ With 1:4 cement mortar ,b) 10 mm thick plaster. Ceiling Plaster MUMTY ROOM | BI01010001010000000000000515BI0100001143 | 18 | SqM | 142 |  |  | Excess(+) | 1 | Full Conversion | INR | [40 empty] | 2556 | 2556 | INR Two Thousand Five Hundred & Fifty Six Only
33 | Plaster (to wall, floor, ceiling etc.) with sand and cement mortar including rounding off or chamfering corners as directed and raking out joints including throating, nosing and drip course, scaffolding/staging where necessary (Ground floor).[Excluding cost of chipping over concrete surface] With 6:1 cement mortar a) 20mm thick plaster OUTSIDE GROUND FLOOR | BI01010001010000000000000515BI0100001144 | 1095 | SqM | 170 |  |  | Excess(+) | 1 | Full Conversion | INR | [40 empty] | 186150 | 186150 | INR One Lakh Eighty Six Thousand One Hundred & Fifty Only
34 | Plaster (to wall, floor, ceiling etc.) with sand and cement mortar including rounding off or chamfering corners as directed and raking out joints including throating, nosing and drip course, scaffolding/staging where necessary (Ground floor).[Excluding cost of chipping over concrete surface] With 6:1 cement mortar a) 20mm thick plaster OUTSIDE FIRST FLOOR | BI01010001010000000000000515BI0100001145 | 635 | SqM | 174 |  |  | Excess(+) | 1 | Full Conversion | INR | [40 empty] | 110490 | 110490 | INR One Lakh Ten Thousand Four Hundred & Ninety Only
35 | Plaster (to wall, floor, ceiling etc.) with sand and cement mortar including rounding off or chamfering corners as directed and raking out joints including throating, nosing and drip course, scaffolding/staging where necessary (Ground floor).[Excluding cost of chipping over concrete surface] With 6:1 cement mortar a) 20mm thick plaster OUTSIDE MUMTY ROOM | BI01010001010000000000000515BI0100001146 | 357 | SqM | 178 |  |  | Excess(+) | 1 | Full Conversion | INR | [40 empty] | 63546 | 63546 | INR Sixty Three Thousand Five Hundred & Forty Six Only
36 | Plaster (to wall, floor, ceiling etc.) with sand and cement mortar including rounding off or chamfering corners as directed and raking out joints including throating, nosing and drip course, scaffolding/staging where necessary (Ground floor).[Excluding cost of chipping over concrete surface] With 6:1 cement mortar b) 15mm thick plaster INSIDE GROUND FLOOR | BI01010001010000000000000515BI0100001147 | 1890 | SqM | 147 |  |  | Excess(+) | 1 | Full Conversion | INR | [40 empty] | 277830 | 277830 | INR Two Lakh Seventy Seven Thousand Eight Hundred & Thirty Only
37 | Plaster (to wall, floor, ceiling etc.) with sand and cement mortar including rounding off or chamfering corners as directed and raking out joints including throating, nosing and drip course, scaffolding/staging where necessary (Ground floor).[Excluding cost of chipping over concrete surface] With 6:1 cement mortar b) 15mm thick plaster INSIDE FIRST FLOOR | BI01010001010000000000000515BI0100001148 | 1113 | SqM | 151 |  |  | Excess(+) | 1 | Full Conversion | INR | [40 empty] | 168063 | 168063 | INR One Lakh Sixty Eight Thousand &Sixty Three Only
38 | Plaster (to wall, floor, ceiling etc.) with sand and cement mortar including rounding off or chamfering corners as directed and raking out joints including throating, nosing and drip course, scaffolding/staging where necessary (Ground floor).[Excluding cost of chipping over concrete surface] With 6:1 cement mortar b) 15mm thick plaster INSIDE SECOND FLOOR & MUMTY ROOM | BI01010001010000000000000515BI0100001149 | 43.5 | SqM | 155 |  |  | Excess(+) | 1 | Full Conversion | INR | [40 empty] | 6742.5 | 6742.5 | INR Six Thousand Seven Hundred & Forty Two and Paise Fifty Only
39 | Net Cement Punning above 1.5mm thick in Wall dado,Window Sill Floor and Drain etc Note Cement 0.152 cum 100 Sqmts | BI01010001010000000000000515BI0100001150 | 838 | SqM | 38 |  |  | Excess(+) | 1 | Full Conversion | INR | [40 empty] | 31844 | 31844 | INR Thirty One Thousand Eight Hundred & Forty Four Only
40 | White washing including cleaning and smoothening surface thoroughly.(b) Three coats (to be done on specific instruction). Inside | BI01010001010000000000000515BI0100001151 | 4010 | SqM | 20.81 |  |  | Excess(+) | 1 | Full Conversion | INR | [40 empty] | 83448.1 | 83448.1 | INR Eighty Three Thousand Four Hundred & Forty Eight and Paise Ten Only
41 | Cement washing including cleaning and smoothening surface thoroughly (cement to be used @15 kg./100 sq.m. of surface for one coat and @25 kg./100 sq.m of surface for two coats): External surface (Ground Floor) | BI01010001010000000000000515BI0100001152 | 1021 | SqM | 14.87 |  |  | Excess(+) | 1 | Full Conversion | INR | [40 empty] | 15182.27 | 15182.27 | INR Fifteen Thousand One Hundred & Eighty Two and Paise Twenty Seven Only
42 | Cement washing including cleaning and smoothening surface thoroughly (cement to be used @15 kg./100 sq.m. of surface for one coat and @25 kg./100 sq.m of surface for two coats): External Surface (First Floor) | BI01010001010000000000000515BI0100001153 | 699 | SqM | 15.59 |  |  | Excess(+) | 1 | Full Conversion | INR | [40 empty] | 10897.41 | 10897.41 | INR Ten Thousand Eight Hundred & Ninety Seven and Paise Forty One Only
43 | Cement washing including cleaning and smoothening surface thoroughly (cement to be used @15 kg./100 sq.m. of surface for one coat and @25 kg./100 sq.m of surface for two coats): External Surface (SecondFloor) | BI01010001010000000000000515BI0100001154 | 356 | SqM | 16.31 |  |  | Excess(+) | 1 | Full Conversion | INR | [40 empty] | 5806.36 | 5806.36 | INR Five Thousand Eight Hundred & Six and Paise Thirty Six Only
44 | Applying decorative cement based paint of approved quality after preparing the surface including scraping the same thoroughly (plastered or concrete surface) as per manufacturer's specification. Two coats. Ground Floor(external surface) | BI01010001010000000000000515BI0100001155 | 1021 | SqM | 53 |  |  | Excess(+) | 1 | Full Conversion | INR | [40 empty] | 54113 | 54113 | INR Fifty Four Thousand One Hundred & Thirteen Only
45 | Applying decorative cement based paint of approved quality after preparing the surface including scraping the same thoroughly (plastered or concrete surface) as per manufacturer's specification. Two coats. 1st Floor (External Surface) | BI01010001010000000000000515BI0100001156 | 699 | SqM | 53.72 |  |  | Excess(+) | 1 | Full Conversion | INR | [40 empty] | 37550.28 | 37550.28 | INR Thirty Seven Thousand Five Hundred & Fifty and Paise Twenty Eight Only
46 | Applying decorative cement based paint of approved quality after preparing the surface including scraping the same thoroughly (plastered or concrete surface) as per manufacturer's specification. Two coats. 2nd Floor (External Surface) | BI01010001010000000000000515BI0100001157 | 356 | SqM | 54.44 |  |  | Excess(+) | 1 | Full Conversion | INR | [40 empty] | 19380.64 | 19380.64 | INR Nineteen Thousand Three Hundred & Eighty and Paise Sixty Four Only
47 | Primming One coat on Timber or Plaster surface with Synthetic Oil bound Primer of approved Quality inclusing smooting surface by sand Papering etc | BI01010001010000000000000515BI0100001158 | 599 | SqM | 41 |  |  | Excess(+) | 1 | Full Conversion | INR | [40 empty] | 24559 | 24559 | INR Twenty Four Thousand Five Hundred & Fifty Nine Only
48 | (A) Painting with best quality synthetic enamel paint of approved make and brand including smoothening surface by sand papering etc. including using of approved putty etc. on the surface, if necessary : (a) On timber or plastered surface :With super gloss (hi-gloss) -(iv) Two coats (with any shade except white) | BI01010001010000000000000515BI0100001159 | 599 | SqM | 89 |  |  | Excess(+) | 1 | Full Conversion | INR | [40 empty] | 53311 | 53311 | INR Fifty Three Thousand Three Hundred & Eleven Only
49 | (A) Painting with best quality synthetic enamel paint of approved make and brand including smoothening surface by sand papering etc. including using of approved putty etc. on the surface, if necessary b) iv) On Steel and other Metal Surface Two coat with any shade except white | BI01010001010000000000000515BI0100001160 | 146 | SqM | 86 |  |  | Excess(+) | 1 | Full Conversion | INR | [40 empty] | 12556 | 12556 | INR Twelve Thousand Five Hundred & Fifty Six Only
50 | (b) Priming one coat on steel or other metal surface with synthetic oil bound primer of approved quality including smoothening surfaces by sand papering etc. | BI01010001010000000000000515BI0100001161 | 146 | SqM | 31 |  |  | Excess(+) | 1 | Full Conversion | INR | [40 empty] | 4526 | 4526 | INR Four Thousand Five Hundred & Twenty Six Only
51 | Artificial stone in floor, dado, staircase etc with cement concrete (1:2:4) with stone chips, laid in panels as directed with topping made with ordinary or white cement (as necessary) and marble dust in proportion (1:2) including smooth finishing and rounding off corners including raking out joints or roughening of concrete surface and application of cement slurry before flooring works using cement @ 1.75 kg/sq.m all complete including all materials and labour. In ground floor.3 mm. thick topping (High polishing grinding on this item is not permitted with ordinary cement). Using grey cement (ii) 35 mm. thick GROUND FLOOR | BI01010001010000000000000515BI0100001162 | 383 | SqM | 363 |  |  | Excess(+) | 1 | Full Conversion | INR | [40 empty] | 139029 | 139029 | INR One Lakh Thirty Nine Thousand &Twenty Nine Only
52 | Artificial stone in floor, dado, staircase etc with cement concrete (1:2:4) with stone chips, laid in panels as directed with topping made with ordinary or white cement (as necessary) and marble dust in proportion (1:2) including smooth finishing and rounding off corners including raking out joints or roughening of concrete surface and application of cement slurry before flooring works using cement @ 1.75 kg/sq.m all complete including all materials and labour. In ground floor.3 mm. thick topping (High polishing grinding on this item is not permitted with ordinary cement). Using grey cement (ii) 35 mm. thick FIRST FLOOR | BI01010001010000000000000515BI0100001163 | 102 | SqM | 368.445 |  |  | Excess(+) | 1 | Full Conversion | INR | [40 empty] | 37581.39 | 37581.39 | INR Thirty Seven Thousand Five Hundred & Eighty One and Paise Thirty Nine Only
53 | Artificial stone in floor, dado, staircase etc with cement concrete (1:2:4) with stone chips, laid in panels as directed with topping made with ordinary or white cement (as necessary) and marble dust in proportion (1:2) including smooth finishing and rounding off corners including raking out joints or roughening of concrete surface and application of cement slurry before flooring works using cement @ 1.75 kg/sq.m all complete including all materials and labour. In ground floor.3 mm. thick topping (High polishing grinding on this item is not permitted with ordinary cement). Using grey cement (ii) 35 mm. thick SECOND FLOOR & MUMTY ROOM | BI01010001010000000000000515BI0100001164 | 9 | SqM | 373.97 |  |  | Excess(+) | 1 | Full Conversion | INR | [40 empty] | 3365.73 | 3365.73 | INR Three Thousand Three Hundred & Sixty Five and Paise Seventy Three Only
54 | 18 mm. to 22 mm. thick, kota stone slab setin 20 mm thick (avg) cement mortar (1:4) infloor, stair & lobby including pointing incement slurry with admixture of pigmentmatching the stone shade, including grinding& polishing as per direction of Engineer - in -charge to match with the existing work.[Slurry for bedding @ 4.4 kg/Sq.m andpointing @2.0 kg/Sq.m]Extra cost of labour for prefinished andpremoulded Nosing to treads of steps, GROUND FLOOR | BI01010001010000000000000515BI0100001165 | 170 | SqM | 1139 |  |  | Excess(+) | 1 | Full Conversion | INR | [40 empty] | 193630 | 193630 | INR One Lakh Ninety Three Thousand Six Hundred & Thirty Only
55 | 18 mm. to 22 mm. thick, kota stone slab setin 20 mm thick (avg) cement mortar (1:4) infloor, stair & lobby including pointing incement slurry with admixture of pigmentmatching the stone shade, including grinding& polishing as per direction of Engineer - in -charge to match with the existing work.[Slurry for bedding @ 4.4 kg/Sq.m andpointing @2.0 kg/Sq.m]Extra cost of labour for prefinished andpremoulded Nosing to treads of steps, FIRST FLOOR | BI01010001010000000000000515BI0100001166 | 138 | SqM | 1151 |  |  | Excess(+) | 1 | Full Conversion | INR | [40 empty] | 158838 | 158838 | INR One Lakh Fifty Eight Thousand Eight Hundred & Thirty Eight Only
56 | Supplying, fitting and fixing 18 mm. to 22mm. thick kota stone slab in wall, dado in 15mm thick [avg] cement mortar (1:3) includingmaking suitable arrangement to hold thestone properly by brass / copper hooksincluding pointing in cement mortar (1:2) (1cement : 2 marble dust) with admixture ofpigments matching the stone shadeincluding grinding and polishing all completeas per direction of Engineer-in-charge including cost of materials, labour, scaffolding, staging, curing complete.[Using cement slurry for bedding @4.4 kg/Sq.m and for jointing @1.8 kg/Sq.m] GROUND FLOOR/KOTA STONE WALL | BI01010001010000000000000515BI0100001167 | 15 | SqM | 1282 |  |  | Excess(+) | 1 | Full Conversion | INR | [40 empty] | 19230 | 19230 | INR Nineteen Thousand Two Hundred & Thirty Only
57 | Supplying, fitting and fixing 18 mm. to 22mm. thick kota stone slab in wall, dado in 15mm thick [avg] cement mortar (1:3) includingmaking suitable arrangement to hold thestone properly by brass / copper hooksincluding pointing in cement mortar (1:2) (1cement : 2 marble dust) with admixture ofpigments matching the stone shadeincluding grinding and polishing all completeas per direction of Engineer-in-charge including cost of materials, labour, scaffolding, staging, curing complete.[Using cement slurry for bedding @4.4 kg/Sq.m and for jointing @1.8 kg/Sq.m] FIRST FLOOR/KOTA STONE WALL | BI01010001010000000000000515BI0100001168 | 8 | SqM | 1294 |  |  | Excess(+) | 1 | Full Conversion | INR | [40 empty] | 10352 | 10352 | INR Ten Thousand Three Hundred & Fifty Two Only
58 | Supplying, fitting & fixing 1st quality Ceramic tiles in walls and floors to match with the existing work & 4 nos. of key stones (10mm) fixed with araldite at the back of each tile & finishing the joints with white cement mixed with colouring oxide if required to match the colour of tiles including roughening of concrete surface, if necessary or by synthetic adhesive & grout materials etc.(A) Floor With Sand Cement Mortar (1:4) 20 mm thick & 2 mm thick cement slurry at back side of tiles using cement @ 2.91 Kg/Sq.m & joint filling using white cement slurry @ 0.20kg/Sq.m (a) Area of each tile upto 0.09 Sq.m (i) Coloured decorative GROUND FLOOR/FLOOR TILES | BI01010001010000000000000515BI0100001169 | 70 | SqM | 830 |  |  | Excess(+) | 1 | Full Conversion | INR | [40 empty] | 58100 | 58100 | INR Fifty Eight Thousand One Hundred Only
59 | Supplying, fitting & fixing 1st quality Ceramic tiles in walls and floors to match with the existing work & 4 nos. of key stones (10mm) fixed with araldite at the back of each tile & finishing the joints with white cement mixed with colouring oxide if required to match the colour of tiles including roughening of concrete surface, if necessary or by synthetic adhesive & grout materials etc.(A) Floor With Sand Cement Mortar (1:4) 20 mm thick & 2 mm thick cement slurry at back side of tiles using cement @ 2.91 Kg/Sq.m & joint filling using white cement slurry @ 0.20kg/Sq.m (a) Area of each tile upto 0.09 Sq.m (i) Coloured decorative FIRST FLOOR/FLOOR TILES | BI01010001010000000000000515BI0100001170 | 19 | SqM | 835 |  |  | Excess(+) | 1 | Full Conversion | INR | [40 empty] | 15865 | 15865 | INR Fifteen Thousand Eight Hundred & Sixty Five Only
60 | Supplying, fitting & fixing 1st quality Ceramic tiles in walls and floors to match with the existing work & 4 nos. of key stones (10mm) fixed with araldite at the back of each tile & finishing the joints with white cement mixed with colouring oxide if required to match the colour of tiles including roughening of concrete surface, if necessary or by synthetic adhesive & grout materials etc.(A) Floor With Sand Cement Mortar (1:4) 20 mm thick & 2 mm thick cement slurry at back side of tiles using cement @ 2.91 Kg/Sq.m & joint filling using white cement slurry @ 0.20kg/Sq.m (a) Area of each tile upto 0.09 Sq.m (i) Coloured decorative GROUND FLOOR WALL TILES | BI01010001010000000000000515BI0100001171 | 286 | SqM | 841 |  |  | Excess(+) | 1 | Full Conversion | INR | [40 empty] | 240526 | 240526 | INR Two Lakh Forty Thousand Five Hundred & Twenty Six Only
61 | Supplying, fitting & fixing 1st quality Ceramic tiles in walls and floors to match with the existing work & 4 nos. of key stones (10mm) fixed with araldite at the back of each tile & finishing the joints with white cement mixed with colouring oxide if required to match the colour of tiles including roughening of concrete surface, if necessary or by synthetic adhesive & grout materials etc.(A) Floor With Sand Cement Mortar (1:4) 20 mm thick & 2 mm thick cement slurry at back side of tiles using cement @ 2.91 Kg/Sq.m & joint filling using white cement slurry @ 0.20kg/Sq.m (a) Area of each tile upto 0.09 Sq.m (i) Coloured decorative FIRST FLOOR WALL TILES | BI01010001010000000000000515BI0100001172 | 118 | SqM | 846 |  |  | Excess(+) | 1 | Full Conversion | INR | [40 empty] | 99828 | 99828 | INR Ninety Nine Thousand Eight Hundred & Twenty Eight Only
62 | Supplying, fitting and fixing fibre reinforced polymer (FRP) Composite door frame as per approved section with glass fibre reinforced plastic moulded skins and a special sandwich core, so as to impart monolitaheic composite structure as per approved technology of Department of Science and Technology (DST) to safisfy IS: 4020 door testing performance criteria.. ii) 66mm x 70mm | BI01010001010000000000000515BI0100001173 | 160 | Mtr. | 525 |  |  | Excess(+) | 1 | Full Conversion | INR | [40 empty] | 84000 | 84000 | INR Eighty Four Thousand Only
63 | Supplying, fitting & fixing fibre reinforced polymer (FRP) Composite door shutters as per approved design with glass fibre reinforced plastic moulded skins and special sandwich core, so as to impart monolitaheic composite structure as per approved technology of Department of Science and Technology (DST) to satisfy IS:4020 door testing performance criteria (25 MM THK) Ground Floor | BI01010001010000000000000515BI0100001174 | 40 | SqM | 3046 |  |  | Excess(+) | 1 | Full Conversion | INR | [40 empty] | 121840 | 121840 | INR One Lakh Twenty One Thousand Eight Hundred & Forty Only
64 | Supplying, fitting & fixing fibre reinforced polymer (FRP) Composite door shutters as per approved design with glass fibre reinforced plastic moulded skins and special sandwich core, so as to impart monolitaheic composite structure as per approved technology of Department of Science and Technology (DST) to satisfy IS:4020 door testing performance criteria (25 MM THK) First Floor | BI01010001010000000000000515BI0100001175 | 12.6 | SqM | 3061 |  |  | Excess(+) | 1 | Full Conversion | INR | [40 empty] | 38568.6 | 38568.6 | INR Thirty Eight Thousand Five Hundred & Sixty Eight and Paise Sixty Only
65 | Supplying, fitting and fixing windows and ventilators with or without integrated grills conforming to IS 1038-1975 and manufactured from rolled steel sections conforming to IS 7452-1974 with non-friction projecting type, box type hinges, glazing clips, lugs locking bracket, handle plate etc,including hoisting in position, straightening if required, fixing lugs in cement concrete (1:2:4) with stone chips 20 mm down cutting holes and mending good damages to match with existing surface complete in all respect excluding glazing. In Ground floor Flash butt welded windows and ventilators (No shop priming will be allowed to facilitateOpenable steel windows as per IS sizes with side hung shutters and horizotal glazing bars with/without fixed type ventilators.[The extra rate admissible for the openable portion only] GROUND FLOOR | BI01010001010000000000000515BI0100001176 | 66.4 | SqM | 1869 |  |  | Excess(+) | 1 | Full Conversion | INR | [40 empty] | 124101.6 | 124101.6 | INR One Lakh Twenty Four Thousand One Hundred & One and Paise Sixty Only
66 | Supplying, fitting and fixing windows and ventilators with or without integrated grills conforming to IS 1038-1975 and manufactured from rolled steel sections conforming to IS 7452-1974 with non-friction projecting type, box type hinges, glazing clips, lugs locking bracket, handle plate etc,including hoisting in position, straightening if required, fixing lugs in cement concrete (1:2:4) with stone chips 20 mm down cutting holes and mending good damages to match with existing surface complete in all respect excluding glazing. In Ground floor Flash butt welded windows and ventilators (No shop priming will be allowed to facilitateOpenable steel windows as per IS sizes with side hung shutters and horizotal glazing bars with/without fixed type ventilators.[The extra rate admissible for the openable portion only] FIRST FLOOR | BI01010001010000000000000515BI0100001177 | 42.3 | SqM | 1891.43 |  |  | Excess(+) | 1 | Full Conversion | INR | [40 empty] | 80007.49 | 80007.49 | INR Eighty Thousand &Seven and Paise Forty Nine Only
67 | Fixed type steel windows as per IS Sizes with horizontal glazing bars GROUND FLOOR | BI01010001010000000000000515BI0100001178 | 7.38 | SqM | 1330 |  |  | Excess(+) | 1 | Full Conversion | INR | [40 empty] | 9815.4 | 9815.4 | INR Nine Thousand Eight Hundred & Fifteen and Paise Forty Only
68 | Fixed type steel windows as per IS Sizes with horizontal glazing bars FIRST FLOOR | BI01010001010000000000000515BI0100001179 | 3.6 | SqM | 1345.96 |  |  | Excess(+) | 1 | Full Conversion | INR | [40 empty] | 4845.46 | 4845.46 | INR Four Thousand Eight Hundred & Forty Five and Paise Forty Six Only
69 | Supplying best Indian sheet glass panes set in putty and fitted and fixed with nails and putty complete. (In all floors for internal wall & upto 6 m height for external wall) ii) 4 mm thick | BI01010001010000000000000515BI0100001180 | 119.7 | SqM | 615 |  |  | Excess(+) | 1 | Full Conversion | INR | [40 empty] | 73615.5 | 73615.5 | INR Seventy Three Thousand Six Hundred & Fifteen and Paise Fifty Only
70 | Extra for fixing glass panes in steel window | BI01010001010000000000000515BI0100001181 | 119.7 | SqM | 67 |  |  | Excess(+) | 1 | Full Conversion | INR | [40 empty] | 8019.9 | 8019.9 | INR Eight Thousand &Nineteen and Paise Ninety Only
71 | v)Two point nose aluminium handle including fitting and fixing. | BI01010001010000000000000515BI0100001182 | 141 | Each | 46 |  |  | Excess(+) | 1 | Full Conversion | INR | [40 empty] | 6486 | 6486 | INR Six Thousand Four Hundred & Eighty Six Only
72 | vi)steel peg stay 300 mm long including fitting and fixing. | BI01010001010000000000000515BI0100001183 | 120 | Each | 29 |  |  | Excess(+) | 1 | Full Conversion | INR | [40 empty] | 3480 | 3480 | INR Three Thousand Four Hundred & Eighty Only
73 | a) M.S.or W.I. Ornamental grill of approved design joints continuously welded with M.S,W.I. Flats and bars of windows, railing etc. fitted and fixed with necessary screws and lugs in ground floor.(i) Grill weighing above 16 Kg./sq. mtr. GROUND FLOOR | BI01010001010000000000000515BI0100001184 | 24.7 | Qntl | 8053 |  |  | Excess(+) | 1 | Full Conversion | INR | [40 empty] | 198909.1 | 198909.1 | INR One Lakh Ninety Eight Thousand Nine Hundred & Nine and Paise Ten Only
74 | a) M.S.or W.I. Ornamental grill of approved design joints continuously welded with M.S,W.I. Flats and bars of windows, railing etc. fitted and fixed with necessary screws and lugs in ground floor.(i) Grill weighing above 16 Kg./sq. mtr. FIRST FLOOR | BI01010001010000000000000515BI0100001185 | 13.45 | Qntl | 8133.53 |  |  | Excess(+) | 1 | Full Conversion | INR | [40 empty] | 109395.98 | 109395.98 | INR One Lakh Nine Thousand Three Hundred & Ninety Five and Paise Ninety Eight Only
75 | Collapsible gate with 40mm x 40mm x 6mm Tee as top and bottom guide rail, 20mm x 10mm x 2mm vertical channels 100mm apart in fully stretched position 20mm x 5mm M.S. flats as collapsible bracings properly rivetted and washered including 38mm steel rollers including locking arrangements, fitted and fixed in position with lugs set in cement concrete and including cutting necessary holes, chasing etc. in walls, floors etc. and making good damages complete. IN GROUND FLOOR | BI01010001010000000000000515BI0100001186 | 13.755 | SqM | 3726 |  |  | Excess(+) | 1 | Full Conversion | INR | [40 empty] | 51251.13 | 51251.13 | INR Fifty One Thousand Two Hundred & Fifty One and Paise Thirteen Only
76 | Supplying,fitting and Fixing MS Clamps for Door and Window frame made of Flat bend Bar , end bifurcated with necessary screws etc by cement concrete (1:2:4) as per direction.(Cost of Concrete will be paid Seperately) 40mm x 6mm ,250 mm length | BI01010001010000000000000515BI0100001187 | 192 | Each | 33 |  |  | Excess(+) | 1 | Full Conversion | INR | [40 empty] | 6336 | 6336 | INR Six Thousand Three Hundred & Thirty Six Only
77 | Iron butt hinges of approved quality fitted and fixed with steel screws, with ISI mark 100mm X 50mm X 1.25mm | BI01010001010000000000000515BI0100001188 | 183 | Each | 48 |  |  | Excess(+) | 1 | Full Conversion | INR | [40 empty] | 8784 | 8784 | INR Eight Thousand Seven Hundred & Eighty Four Only
78 | i) Iron hasp bolt of approved quality fitted and fixed complete (oxidised) with 16mm dia rod with centre bolt and round fitting.250mm long | BI01010001010000000000000515BI0100001189 | 61 | Each | 184 |  |  | Excess(+) | 1 | Full Conversion | INR | [40 empty] | 11224 | 11224 | INR Eleven Thousand Two Hundred & Twenty Four Only
79 | (ii) Anodised aluminium floor door stopper | BI01010001010000000000000515BI0100001190 | 91 | Each | 78 |  |  | Excess(+) | 1 | Full Conversion | INR | [40 empty] | 7098 | 7098 | INR Seven Thousand &Ninety Eight Only
80 | Godrej Hydraulic door closer fitted and fixed complete.Medium Type | BI01010001010000000000000515BI0100001191 | 18 | Each | 1919 |  |  | Excess(+) | 1 | Full Conversion | INR | [40 empty] | 34542 | 34542 | INR Thirty Four Thousand Five Hundred & Forty Two Only
81 | Anodised aluminium barrel / tower /socket bolt (full covered) of approved manufractured from extructed section conforming to I.S. 204/74 fitted with cadmium plated screws. 300 mm long X 10mm dia bolt. | BI01010001010000000000000515BI0100001192 | 164 | Each | 116 |  |  | Excess(+) | 1 | Full Conversion | INR | [40 empty] | 19024 | 19024 | INR Nineteen Thousand &Twenty Four Only
82 | Anodised aliminium D-type handle of approved quality manufactured from extruded section conforming to I.S. specification (I.S. 230/72) fitted and fixed complete:(a) With continuous plate base (Hexagonal / Round rod) (v) 125 mm grip x 12 mm dia rod. | BI01010001010000000000000515BI0100001193 | 122 | Each | 118 |  |  | Excess(+) | 1 | Full Conversion | INR | [40 empty] | 14396 | 14396 | INR Fourteen Thousand Three Hundred & Ninety Six Only
83 | (a) Applying 2 coats of bonding agent with synthetic multifunctional rubber emulsion having adhesive and water proofing properties by mixing with water in proportion (1 bonding agent : 4 water : 6 cement) as per Manufacturer's specification. For Water Proofing at roof | BI01010001010000000000000515BI0100001194 | 651 | Sqm | 97 |  |  | Excess(+) | 1 | Full Conversion | INR | [40 empty] | 63147 | 63147 | INR Sixty Three Thousand One Hundred & Forty Seven Only
84 | Ordinary Cement concrete (mix 1:1.5:3) with graded stone chips (10 mm nominal size) excluding shuttering and reinforcement if any, in ground floor as per relevant IS codes. (i) Pakur Variety (i) for roof treatment For 1st floor | BI01010001010000000000000515BI0100001195 | 28.2 | Cum. | 7182.75 |  |  | Excess(+) | 1 | Full Conversion | INR | [40 empty] | 202553.55 | 202553.55 | INR Two Lakh Two Thousand Five Hundred & Fifty Three and Paise Fifty Five Only
85 | Supplying, fitting and fixing Black Stone slab used in Kitchen slab, alcove, wardrobe etc. laid and jointed with necessary adhesive Cement mortar (1:2) including grinding or polishing as per direction of Engineer-in -Charge in Ground Floor. (b) Slab Thickness above 25 mm and upto 37.5 mm | BI01010001010000000000000515BI0100001196 | 34 | Sqm | 809 |  |  | Excess(+) | 1 | Full Conversion | INR | [40 empty] | 27506 | 27506 | INR Twenty Seven Thousand Five Hundred & Six Only
86 | Sanitary and Plumbing | BI01010001010000000000000515BI0100001197 | [52 empty] | 1 | Construction of chamber for 100mm sluices valve | item1 | 10 | 1 Nos
87 | Supplying, fitting and fixing PVC pipes of approved makeof (medium duty) conforming to ASTMD - 1785 and threaded to match with GI Pipes as per IS : 1239 (Part - I). with all necessary accessories, specials viz. socket, bend, tee, union, cross, elbo, nipple, longscrew, reducing socket, reducing tee, short piece etc. fitted with holder bats clamps, including cutting pipes, making threads,fitting, fixing etc. complete in all respect including cost of all necessary fittings as required,jointing materials and two coats of painting with approved paint in any position above ground. (Payment will be made on the centre line measurements of total pipe line including all specials. No separate payment will be made for accesories, specials. Payment for painting will be made seperately) Supreem made (a) For Exposed Work -- PVC Pipes (Dia) 40 mm(Main Riser) | BI01010001010000000000000515BI0100001198 | 180 | Mtr. | 308 |  |  | Excess(+) | 1 | Full Conversion | INR | [40 empty] | 55440 | 55440 | INR Fifty Five Thousand Four Hundred & Forty Only
88 | Supplying, fitting and fixing PVC pipes of approved makeof (medium duty) conforming to ASTMD - 1785 and threaded to match with GI Pipes as per IS : 1239 (Part - I). with all necessary accessories, specials viz. socket, bend, tee, union, cross, elbo, nipple, longscrew, reducing socket, reducing tee, short piece etc. fitted with holder bats clamps, including cutting pipes, making threads,fitting, fixing etc. complete in all respect including cost of all necessary fittings as required,jointing materials and two coats of painting with approved paint in any position above ground. (Payment will be made on the centre line measurements of total pipe line including all specials. No separate payment will be made for accesories, specials. Payment for painting will be made seperately) Supreem made (a) For Exposed Work -- PVC Pipes (Dia) 32mm(Roof ring) | BI01010001010000000000000515BI0100001199 | 70 | Mtr. | 249 |  |  | Excess(+) | 1 | Full Conversion | INR | [40 empty] | 17430 | 17430 | INR Seventeen Thousand Four Hundred & Thirty Only
89 | Supplying, fitting and fixing PVC pipes of approved makeof (medium duty) conforming to ASTMD - 1785 and threaded to match with GI Pipes as per IS : 1239 (Part - I). with all necessary accessories, specials viz. socket, bend, tee, union, cross, elbo, nipple, longscrew, reducing socket, reducing tee, short piece etc. fitted with holder bats clamps, including cutting pipes, making threads,fitting, fixing etc. complete in all respect including cost of all necessary fittings as required,jointing materials and two coats of painting with approved paint in any position above ground. (Payment will be made on the centre line measurements of total pipe line including all specials. No separate payment will be made for accesories, specials. Payment for painting will be made seperately) Supreem made (a) For Exposed Work -- PVC Pipes (Dia) 20 mm(Internal) | BI01010001010000000000000515BI0100001200 | 175 | Mtr. | 136 |  |  | Excess(+) | 1 | Full Conversion | INR | [40 empty] | 23800 | 23800 | INR Twenty Three Thousand Eight Hundred Only
90 | Supplying, fitting and fixing PVC pipes of approved makeof (medium duty) conforming to ASTMD - 1785 and threaded to match with GI Pipes as per IS : 1239 (Part - I). with all necessary accessories, specials viz. socket, bend, tee, union, cross, elbo, nipple, longscrew, reducing socket, reducing tee, short piece etc. fitted with holder bats clamps, including cutting pipes, making threads,fitting, fixing etc. complete in all respect including cost of all necessary fittings as required,jointing materials and two coats of painting with approved paint in any position above ground. (Payment will be made on the centre line measurements of total pipe line including all specials. No separate payment will be made for accesories, specials. Payment for painting will be made seperately) Supreem made (a) For Exposed Work -- PVC Pipes (Dia) 25 mm(Vertical) | BI01010001010000000000000515BI0100001201 | 235 | Mtr. | 186 |  |  | Excess(+) | 1 | Full Conversion | INR | [40 empty] | 43710 | 43710 | INR Forty Three Thousand Seven Hundred & Ten Only
91 | Supplying, fitting and fixing PVC pipes of approved makeof (medium duty) conforming to ASTMD - 1785 and threaded to match with GI Pipes as per IS : 1239 (Part - I). with all necessary accessories, specials viz. socket, bend, tee, union, cross, elbo, nipple, longscrew, reducing socket, reducing tee, short piece etc. fitted with holder bats clamps, including cutting pipes, making threads,fitting, fixing etc. complete in all respect including cost of all necessary fittings as required,jointing materials and two coats of painting with approved paint in any position above ground. (Payment will be made on the centre line measurements of total pipe line including all specials. No separate payment will be made for accesories, specials. Payment for painting will be made seperately) Supreem made (a) For Concealed work 15 mm | BI01010001010000000000000515BI0100001202 | 330 | Mtr. | 141 |  |  | Excess(+) | 1 | Full Conversion | INR | [40 empty] | 46530 | 46530 | INR Forty Six Thousand Five Hundred & Thirty Only
92 | Supplying, fitting and fixing Peet's valve fullway gunmetal standard pattern best quality of approved brand bearing I.S.I. marking with fittings (tested to 21 kg per sq. cm.). 40mm | BI01010001010000000000000515BI0100001203 | 12 | Each | 2088 |  |  | Excess(+) | 1 | Full Conversion | INR | [40 empty] | 25056 | 25056 | INR Twenty Five Thousand &Fifty Six Only
93 | Supplying, fitting and fixing Peet's valve fullway gunmetal standard pattern best quality of approved brand bearing I.S.I. marking with fittings (tested to 21 kg per sq. cm.). 32 mm | BI01010001010000000000000515BI0100001204 | 13 | Each | 1585 |  |  | Excess(+) | 1 | Full Conversion | INR | [40 empty] | 20605 | 20605 | INR Twenty Thousand Six Hundred & Five Only
94 | Supplying, fitting and fixing Peet's valve fullway gunmetal standard pattern best quality of approved brand bearing I.S.I. marking with fittings (tested to 21 kg per sq. cm.). 25 mm | BI01010001010000000000000515BI0100001205 | 15 | Each | 1137 |  |  | Excess(+) | 1 | Full Conversion | INR | [40 empty] | 17055 | 17055 | INR Seventeen Thousand &Fifty Five Only
95 | Supplying, fitting and fixing Anglo-Indian W.C. in white glazed vitreous china ware of approved make complete in position with necessary bolts, nuts etc. Hindware/Parryware/Cera, made (a) With 'P' trap | BI01010001010000000000000515BI0100001206 | 25 | Each | 3965 |  |  | Excess(+) | 1 | Full Conversion | INR | [40 empty] | 99125 | 99125 | INR Ninety Nine Thousand One Hundred & Twenty Five Only
96 | Supplying, fitting and fixing Closet seat of approved make with lid and C.P.hinges, rubber buffer and brass screws complete. (b) Anglo Indian (ii) Plastic (hallow type) white | BI01010001010000000000000515BI0100001207 | 25 | Each | 572 |  |  | Excess(+) | 1 | Full Conversion | INR | [40 empty] | 14300 | 14300 | INR Fourteen Thousand Three Hundred Only
97 | Supplying, fitting and fixing 10 litre P.V.C. low-down cistern conforming to I.S. specification with P.V.C. fittings complete,C.I. brackets including two coats of painting to bracket etc.White | BI01010001010000000000000515BI0100001208 | 25 | Each | 1181 |  |  | Excess(+) | 1 | Full Conversion | INR | [40 empty] | 29525 | 29525 | INR Twenty Nine Thousand Five Hundred & Twenty Five Only
98 | Supplying, fitting and fixing approved brand 32 mm dia. P.V.C. waste pipe, with coupling at one end fitted with necessary clamps. 1050 mm long | BI01010001010000000000000515BI0100001209 | 54 | Each | 107 |  |  | Excess(+) | 1 | Full Conversion | INR | [40 empty] | 5778 | 5778 | INR Five Thousand Seven Hundred & Seventy Eight Only
99 | Supplying, fitting and fixing vitreous china best quality approved make wash basin with C.I. brackets on 75 mm X 75 mm wooden blocks, C.P. waste fittings of 32 mm dia., one approved quality brass C.P. pillar cock of 15 mm dia., C.P. chain with rubber plug of 32 mm dia., approved quality P.V.C. waste pipe with C.P. nut 32 mm dia., 900 mm long approved quality P.V.C. connection pipe with heavy brass C.P. nut including mending good all damages and painting the brackets with two coats of approved paint. (ii) 550 mm X 400 mm size | BI01010001010000000000000515BI0100001210 | 24 | Each | 2504 |  |  | Excess(+) | 1 | Full Conversion | INR | [40 empty] | 60096 | 60096 | INR Sixty Thousand &Ninety Six Only
100 | Supplying, fitting and fixing pedestal of approved make for wash basin (white) | BI01010001010000000000000515BI0100001211 | 20 | Each | 1911 |  |  | Excess(+) | 1 | Full Conversion | INR | [40 empty] | 38220 | 38220 | INR Thirty Eight Thousand Two Hundred & Twenty Only
101 | Supplying, fitting and fixing towel rail with two brackets. (a) C.P. over brass 25 mm dia. and 600 mm long | BI01010001010000000000000515BI0100001212 | 73 | Each | 554 |  |  | Excess(+) | 1 | Full Conversion | INR | [40 empty] | 40442 | 40442 | INR Forty Thousand Four Hundred & Forty Two Only
102 | Supplying, fitting and fixing best quality Indian make mirror 5.5 mm thick with silvering as per I.S.I. specifications supported on fibre glass frame of any colour, frame size 550 mm X 400 mm | BI01010001010000000000000515BI0100001213 | 36 | Each | 792 |  |  | Excess(+) | 1 | Full Conversion | INR | [40 empty] | 28512 | 28512 | INR Twenty Eight Thousand Five Hundred & Twelve Only
103 | (a)(i)Chorium plated bib cock short body ( Equivalent to code.511 & Model - Tropical/Sumthing Special of ESSCO or similar brand). | BI01010001010000000000000515BI0100001214 | 65 | Each | 689 |  |  | Excess(+) | 1 | Full Conversion | INR | [40 empty] | 44785 | 44785 | INR Forty Four Thousand Seven Hundred & Eighty Five Only
104 | (c)(i) Chromium plated angular stop cock with wall flange (Equivalent to Code No. 5053 & Model- Florentine of Jaguar or similar brand) | BI01010001010000000000000515BI0100001215 | 73 | Each | 1046 |  |  | Excess(+) | 1 | Full Conversion | INR | [40 empty] | 76358 | 76358 | INR Seventy Six Thousand Three Hundred & Fifty Eight Only
105 | Supplying ,fitting and fixing bib cock or stop cock. a) (i) CP Pillar Cock - 15 mm. (Equivalent to Code No. 507 & Model - Tropical / Sumthing Special of ESSCO or similar brand). | BI01010001010000000000000515BI0100001216 | 10 | Each | 713 |  |  | Excess(+) | 1 | Full Conversion | INR | [40 empty] | 7130 | 7130 | INR Seven Thousand One Hundred & Thirty Only
106 | Supplying, fitting and fixing shower of approved brand and make.(g) PTMT overhead shower (Prayag or equivalent) i) 75 mm round | BI01010001010000000000000515BI0100001217 | 25 | Each | 208 |  |  | Excess(+) | 1 | Full Conversion | INR | [40 empty] | 5200 | 5200 | INR Five Thousand Two Hundred Only
107 | Supplying ,fitting and fixing bib cock or stop cock. (e)PTMT (Polytetra Bib Cock / Stop Cock ( Prayag or equivalent)15 mm | BI01010001010000000000000515BI0100001218 | 20 | Each | 177 |  |  | Excess(+) | 1 | Full Conversion | INR | [40 empty] | 3540 | 3540 | INR Three Thousand Five Hundred & Forty Only
108 | Supplying ,fitting and fixing bib cock or stop cock. b) PTMT Pillar Cock - 15 mm. (Prayag or equivalent). | BI01010001010000000000000515BI0100001219 | 6 | Each | 278 |  |  | Excess(+) | 1 | Full Conversion | INR | [40 empty] | 1668 | 1668 | INR One Thousand Six Hundred & Sixty Eight Only
109 | Supply of UPVC pipes (B Type) and fittings conforming to IS-13592-1992 (A) (i) Single Socketed 3 Mtr. Length c) 110 mm | BI01010001010000000000000515BI0100001220 | 261 | Mtr. | 348 |  |  | Excess(+) | 1 | Full Conversion | INR | [40 empty] | 90828 | 90828 | INR Ninety Thousand Eight Hundred & Twenty Eight Only
110 | Supply of UPVC pipes (B Type) and fittings conforming to IS-13592-1992 (B) Fittings (i) Door Tee (110 mm) | BI01010001010000000000000515BI0100001221 | 79 | Each | 233 |  |  | Excess(+) | 1 | Full Conversion | INR | [40 empty] | 18407 | 18407 | INR Eighteen Thousand Four Hundred & Seven Only
111 | Supply of UPVC pipes (B Type) and fittings conforming to IS-13592-1992 (B) Fittings (ii)Bend 87.5 dig.(110 MM) | BI01010001010000000000000515BI0100001222 | 79 | Each | 143 |  |  | Excess(+) | 1 | Full Conversion | INR | [40 empty] | 11297 | 11297 | INR Eleven Thousand Two Hundred & Ninety Seven Only
112 | Supply of UPVC pipes (B Type) and fittings conforming to IS-13592-1992 (B) Fittings (iii) Door Bend 110 mm | BI01010001010000000000000515BI0100001223 | 79 | Each | 176 |  |  | Excess(+) | 1 | Full Conversion | INR | [40 empty] | 13904 | 13904 | INR Thirteen Thousand Nine Hundred & Four Only
113 | Supply of UPVC pipes (B Type) and fittings conforming to IS-13592-1992 (B) Fittings (iv) Vent Cowl 110 mm | BI01010001010000000000000515BI0100001224 | 33 | Each | 39 |  |  | Excess(+) | 1 | Full Conversion | INR | [40 empty] | 1287 | 1287 | INR One Thousand Two Hundred & Eighty Seven Only
114 | Supply of UPVC pipes (B Type) and fittings conforming to IS-13592-1992 (B) Fittings Pipe Clip 110 mm | BI01010001010000000000000515BI0100001225 | 284 | Each | 25 |  |  | Excess(+) | 1 | Full Conversion | INR | [40 empty] | 7100 | 7100 | INR Seven Thousand One Hundred Only
115 | Labour for fitting and fixing U.P.V.C pipes for above ground work including cost of joining materials etc. fitting and fixing all necessary specials, cutting pipes,cutting holes in walls or R.C floor where necessary and mending good all damages excluding the cost of masonry or concrete work, if necessary but including the cost and fitting and fixing holder bat clamps (any floor) or for underground work including cutting trenches upto 1.5 mtr. and refilling the same complete as per direction of the Engineer - in - Charge.(payment will be made on centre line measurment of the total pipe line including specials) (A) Above ground (i) 110 mm | BI01010001010000000000000515BI0100001226 | 259 | Mtr. | 57 |  |  | Excess(+) | 1 | Full Conversion | INR | [40 empty] | 14763 | 14763 | INR Fourteen Thousand Seven Hundred & Sixty Three Only
116 | Labour for fitting and fixing U.P.V.C pipes for above ground work including cost of joining materials etc. fitting and fixing all necessary specials, cutting pipes,cutting holes in walls or R.C floor where necessary and mending good all damages excluding the cost of masonry or concrete work, if necessary but including the cost and fitting and fixing holder bat clamps (any floor) or for underground work including cutting trenches upto 1.5 mtr. and refilling the same complete as per direction of the Engineer - in - Charge.(payment will be made on centre line measurment of the total pipe line including specials) (B) Under ground (i) 110 mm | BI01010001010000000000000515BI0100001227 | 141 | Mtr. | 85 |  |  | Excess(+) | 1 | Full Conversion | INR | [40 empty] | 11985 | 11985 | INR Eleven Thousand Nine Hundred & Eighty Five Only
117 | Supplying, fitting and fixing Flat back urinal (half stall urinal) in white vitreous chinaware of approved make in position with brass screws on 75 mm X 75 mm X 75 mm wooden blocks complete.(i) 590 mm X 390 mm X 380 mm | BI01010001010000000000000515BI0100001228 | 9 | Each | 2990 |  |  | Excess(+) | 1 | Full Conversion | INR | [40 empty] | 26910 | 26910 | INR Twenty Six Thousand Nine Hundred & Ten Only
118 | Supplying, fitting and fixing C.I. round grating.(ii) 150 mm | BI01010001010000000000000515BI0100001229 | 66 | Each | 100 |  |  | Excess(+) | 1 | Full Conversion | INR | [40 empty] | 6600 | 6600 | INR Six Thousand Six Hundred Only
119 | Supplying, fitting and fixing C.I. square jalli.(ii) 150 mm | BI01010001010000000000000515BI0100001230 | 63 | Each | 120 |  |  | Excess(+) | 1 | Full Conversion | INR | [40 empty] | 7560 | 7560 | INR Seven Thousand Five Hundred & Sixty Only
120 | Supplying P.V.C. water storage tank of approved quality with closed top with lid (Black) - Multilayer (b) 500 litre capacity | BI01010001010000000000000515BI0100001231 | 1 | Each | 3076 |  |  | Excess(+) | 1 | Full Conversion | INR | [40 empty] | 3076 | 3076 | INR Three Thousand &Seventy Six Only
121 | Supplying P.V.C. water storage tank of approved quality with closed top with lid (Black) - Multilayer (c) 1000 litre capacity | BI01010001010000000000000515BI0100001232 | 2 | Each | 6110 |  |  | Excess(+) | 1 | Full Conversion | INR | [40 empty] | 12220 | 12220 | INR Twelve Thousand Two Hundred & Twenty Only
122 | Supplying P.V.C. water storage tank of approved quality with closed top with lid (Black) - Multilayer (d)1500 litre capacity | BI01010001010000000000000515BI0100001233 | 4 | Each | 9343 |  |  | Excess(+) | 1 | Full Conversion | INR | [40 empty] | 37372 | 37372 | INR Thirty Seven Thousand Three Hundred & Seventy Two Only
123 | Supplying P.V.C. water storage tank of approved quality with closed top with lid (Black) - Multilayer (c) 2000 litre capacity | BI01010001010000000000000515BI0100001234 | 2 | Each | 12437 |  |  | Excess(+) | 1 | Full Conversion | INR | [40 empty] | 24874 | 24874 | INR Twenty Four Thousand Eight Hundred & Seventy Four Only
124 | Labour for hoisting plastic water storage tank. (i) Upto 1500 litre capacity. | BI01010001010000000000000515BI0100001235 | 7 | Each | 97 |  |  | Excess(+) | 1 | Full Conversion | INR | [40 empty] | 679 | 679 | INR Six Hundred & Seventy Nine Only
125 | Labour for hoisting plastic water storage tank. (ii) Above 1500 litre upto 5000 litre capacity. | BI01010001010000000000000515BI0100001236 | 2 | Each | 228 |  |  | Excess(+) | 1 | Full Conversion | INR | [40 empty] | 456 | 456 | INR Four Hundred & Fifty Six Only
126 | Supplying fitting fixing PTMT smart shelf of approved make of size 300 mm | BI01010001010000000000000515BI0100001237 | 48 | Each | 285 |  |  | Excess(+) | 1 | Full Conversion | INR | [40 empty] | 13680 | 13680 | INR Thirteen Thousand Six Hundred & Eighty Only
127 | Suppling fitting fixing soap holder a)PTMT (Prayag or Equivelent) | BI01010001010000000000000515BI0100001238 | 48 | Each | 171 |  |  | Excess(+) | 1 | Full Conversion | INR | [40 empty] | 8208 | 8208 | INR Eight Thousand Two Hundred & Eight Only
128 | Supplying,fitting and fixing stainless steel sink complete with waste fittings and two coats of painting of CI bracket,Sink Only 530mm x 430mm x 180 mm | BI01010001010000000000000515BI0100001239 | 8 | Each | 4143 |  |  | Excess(+) | 1 | Full Conversion | INR | [40 empty] | 33144 | 33144 | INR Thirty Three Thousand One Hundred & Forty Four Only
129 | Supplying, fitting and fixing 15 mm swan neck tap with left & right hand operating nob with aerator (Equivalent to Code No. 510, 510(A) and Model - TROPICAL / SUMTHING SPECIAL of ESSCO or similar brand). | BI01010001010000000000000515BI0100001240 | 8 | Each | 1046 |  |  | Excess(+) | 1 | Full Conversion | INR | [40 empty] | 8368 | 8368 | INR Eight Thousand Three Hundred & Sixty Eight Only
130 | Constructing Inspection pit of inside measurement 600mm X 600mm X upto 600mm (depth) with 250 mm thick 1st. class brick work in cement mortar (1:4) on all sides, bottom of the pit consisting of 100 mm thick cement concrete (1:3:6) with stone chips over a layer of jhama brick flat soling,15 mm thick (1:4) cement plaster to inside walls and out-side walls upto G.L. and 20 mm.thick (1:4) plaster to bottom of the pit, providing necessary invert with cement concrete (1:3:6) with stone chips as per direction, neat cement finishing to entire internal surfaces, top of the pit covered with 100 mm thick R.C.C. slab (1:1.5:3) with stone chips and necessary reinforcements upto 1% and shuttering including 6 mm thick cement plaster (1:4) in all external surfaces of the slab and one 560 mm dia. R.C.C. manhole cover of approved make supplied, fitted and fixed in the slab with necessary fittings, necessary earthwork in excavation in all sorts of soil, filling sides of the pit with earth and removing spoils after work complete in all respect with all costs of labour and materials. | BI01010001010000000000000515BI0100001241 | 12 | Each | 7506 |  |  | Excess(+) | 1 | Full Conversion | INR | [40 empty] | 90072 | 90072 | INR Ninety Thousand &Seventy Two Only
131 | Construction of septic tank of different capacities as per approved drawing with 1st class brick work in cement mortar (1:4) including two 560 mm dia. R.C.C. manhole cover(heavy type)of approved make supplied, fitted and fixed in the 100mm thick R.C.C (1:1.5:3) top slab with necessary fittings, 20mm thick cement plaster (4 : 1) with neat cement finish to the internal surfaces and 15 mm thick cement plaster (4 : 1) to outside wall upto 200 mm below G.L floor finished with 25 mm thick grey artificial stone over 100 mm thick R.C.C(1:1.5:3) bottom slab including supplying, fitting and fixing all necessry specials, fittings, S.W. tees, C.I. foot rest etc. including excavation earth in all sorts of soil, shoring, bailing out and pumping out water as necessary, ramming, dressing the bed and fefilling the sides of the tanks with earth, removing spoils, filling up the chamber with clear water, removing foreign materials from the chamber and including constructing attached inspection pit as per approved drawing and connecting all necessary pipes, joints etc. with internal plaster work and artificial stone flooring is to be done with admixture of water proofing compound @ 0.5% by weight of cement with all costs of labour and materials. For 10 users | BI01010001010000000000000515BI0100001242 | 2 | Each | 37584 |  |  | Excess(+) | 1 | Full Conversion | INR | [40 empty] | 75168 | 75168 | INR Seventy Five Thousand One Hundred & Sixty Eight Only
132 | Construction of septic tank of different capacities as per approved drawing with 1st class brick work in cement mortar (1:4) including two 560 mm dia. R.C.C. manhole cover(heavy type)of approved make supplied, fitted and fixed in the 100mm thick R.C.C (1:1.5:3) top slab with necessary fittings, 20mm thick cement plaster (4 : 1) with neat cement finish to the internal surfaces and 15 mm thick cement plaster (4 : 1) to outside wall upto 200 mm below G.L floor finished with 25 mm thick grey artificial stone over 100 mm thick R.C.C(1:1.5:3) bottom slab including supplying, fitting and fixing all necessry specials, fittings, S.W. tees, C.I. foot rest etc. including excavation earth in all sorts of soil, shoring, bailing out and pumping out water as necessary, ramming, dressing the bed and fefilling the sides of the tanks with earth, removing spoils, filling up the chamber with clear water, removing foreign materials from the chamber and including constructing attached inspection pit as per approved drawing and connecting all necessary pipes, joints etc. with internal plaster work and artificial stone flooring is to be done with admixture of water proofing compound @ 0.5% by weight of cement with all costs of labour and materials. For 50 users | BI01010001010000000000000515BI0100001243 | 2 | Each | 92828 |  |  | Excess(+) | 1 | Full Conversion | INR | [40 empty] | 185656 | 185656 | INR One Lakh Eighty Five Thousand Six Hundred & Fifty Six Only
133 | Construction of circular soak well 2.5 metre deep in all types of sandy soils with dry brick work upto 1.6 metre from the bottom having 150 mm intermediate cement brick work (1:4) band all round and cement brick work (1:4) upto 0.90 metre from top with 20mm thick cement plastering (1:4) to inside face upto the depth of cement brick work, 15mm thick cement plaster (1:4) on outer face from top of the well upto G.L. and 6 mm thick cement plaster (1:4) on top of the R.C.C. cover slab including filling bottom 1.00 metre of inside of the well with brick metal (50 mm to 63 mm size) including R.C.C. cover slab of 100 mm thick with cement conc (1:1.5:3) with stone chips with necessary reinforcement and shuttering including one 560 mm dia. R.C.C. manhole cover (heavy type)of approved make supplied, fitted and fixed in the cover slab with necessary fittings, making nacessary arrangements for pipe connections, excavation of well including shoring, dewatering and removing the exess earth from the premises as per direction complete in all respect with all costs of labour and materials. With 250 mm thick dry brick work and 250 mm thick cement brick work (6:1) and 1.00m inside dia. | BI01010001010000000000000515BI0100001244 | 4 | Each | 17318 |  |  | Excess(+) | 1 | Full Conversion | INR | [40 empty] | 69272 | 69272 | INR Sixty Nine Thousand Two Hundred & Seventy Two Only
134 | Electrical Works | BI01010001010000000000000515BI0100001245
135 | Supply & fixing 415 volt 63ATPN switch in S.S. enclosure with HRC fuses on LS & NL to be fixed on angle frame on wall including earthing attachment.(LT/Siemens) (Street Ltg.) | BI01010001010000000000000515BI0100001246 | 1 | set | 4983 |  |  | Excess(+) | 1 | Full Conversion | INR | [40 empty] | 4983 | 4983 | INR Four Thousand Nine Hundred & Eighty Three Only
136 | Supply & fixing 415 volt 125A Four pole on load Change over switch in S.S. enclosure to be fixed on angle frame on wall including earthing attachment.(LT/HPL) (PS Bldg.) | BI01010001010000000000000515BI0100001247 | 1 | set | 10381 |  |  | Excess(+) | 1 | Full Conversion | INR | [40 empty] | 10381 | 10381 | INR Ten Thousand Three Hundred & Eighty One Only
137 | Supply & fixing 240 volt 32A DP switch with fuse on LS & in S.S. enclosure on angle frame on wall incl. earthing attach. (Havells/HPL) (Barrack, Canteen) | BI01010001010000000000000515BI0100001248 | 2 | each | 1468 |  |  | Excess(+) | 1 | Full Conversion | INR | [40 empty] | 2936 | 2936 | INR Two Thousand Nine Hundred & Thirty Six Only
138 | "Supply & fixing 4 way double door horizontal TPN MCB DB with SS enclosure (Legrand/Seimens/ABB) concealed in wall after cutting the wall & mending good the damages to original finish with earthing attachment comprising with the following. a) 63 A Four Pole isolator -1 No. b) 32 A range SP MCB. - 8 Nos. c) Blank plate - 4 nos" (Street Ltg.) | BI01010001010000000000000515BI0100001249 | 1 | set | 6015 |  |  | Excess(+) | 1 | Full Conversion | INR | [40 empty] | 6015 | 6015 | INR Six Thousand &Fifteen Only
139 | Supply & fixing 415V 125A capacity MS (16SWG) Busbar Chamber having dimension of (500 x 150 x 1850mm) long to be fixed on iron frame on wall consisting of 4 nos aluminium bars of size (4x25x5mm). The same BBC should have a separate cubicle of size (500 x 150 x 300mm) at one end consisting 3 nos 200A capacity porcelain cut out fuse unit & one nutral bar for receiving service cable including connecting the cut out fuse units with the BBC by S/F 4 x 35 sqmm PVC insulated copper wire duly socketed at both ends incl. earthing attachment & painting as required (LS Qtr) | BI01010001010000000000000515BI0100001250 | 1 | Mtr. | 6660 |  |  | Excess(+) | 1 | Full Conversion | INR | [40 empty] | 6660 | 6660 | INR Six Thousand Six Hundred & Sixty Only
140 | Supply & fixing suitable (38 x 38 x 6 mm) MS angle iron fabricated rectangular frame overall dimention (6' ft x 4' ft) with necy MS flat iron intermidiate support, having suitable nos of angle iron split end legs for grouting in wall & painting the angle frame, including S/F 3/4" thick water & vermin proof super quality ply wood of size (6' ft x 4' ft) which is to be fixed on the angle iron frame with suitable long screws fastener etc after painting the rear side of the Ply wood with black japan paint. (LS Qtr) | BI01010001010000000000000515BI0100001251 | 1 | set | 7540 |  |  | Excess(+) | 1 | Full Conversion | INR | [40 empty] | 7540 | 7540 | INR Seven Thousand Five Hundred & Forty Only
141 | Connecting & dressing Meter looping system by S/F 2 x 6 + 1 x 4 sq mm PVC insulated copper wire duly layed on the Ply board by link clip from Bus Bar to Meters & Meters to DP MCBs (Ave 5 meters) x 9 nos (LS Qtr) | BI01010001010000000000000515BI0100001252 | 45 | mtr | 168 |  |  | Excess(+) | 1 | Full Conversion | INR | [40 empty] | 7560 | 7560 | INR Seven Thousand Five Hundred & Sixty Only
142 | Supply & fixing of 240V 32A DP MCB (Legrand/Siemens) in DP SS enclosure (Legrand/Siemens) incl earthing attachment. (LS Qtr) | BI01010001010000000000000515BI0100001253 | 9 | set | 984 |  |  | Excess(+) | 1 | Full Conversion | INR | [40 empty] | 8856 | 8856 | INR Eight Thousand Eight Hundred & Fifty Six Only
143 | Supply & Fixing 4 way enclosure (Legrand) concealed in wall & mending good the damages to original finish incl. earthing attachment comprising with the following: a) 32 DP Isolator (Legrand)--- 2 nos (Roof light & Stair case light)(LS Qtr) | BI01010001010000000000000515BI0100001254 | 1 | set | 1158 |  |  | Excess(+) | 1 | Full Conversion | INR | [40 empty] | 1158 | 1158 | INR One Thousand One Hundred & Fifty Eight Only
144 | Supply & fixing Metering Panel protective guard fabricated by suitable angle/ flat frame structure all side covered by wire mesh except the rear side suitably welded having required hinged doors with mechanical locking arrangement & painting (LS Qtr) | BI01010001010000000000000515BI0100001255 | 34.52 | sq ft | 200 |  |  | Excess(+) | 1 | Full Conversion | INR | [40 empty] | 6904 | 6904 | INR Six Thousand Nine Hundred & Four Only
145 | Supply & fixing SPN MCB DB (2+4) WAY (Make Legrand/ Seimens/ABB) with S.S. Enclosure concealed in wall after cutting wall & mending good the damages & earthing attachment comprising with the following. a) 40 A DP isolator - 1 No. b) 6 to 16 A range SPMCB - 4 Nos. (Ladies Toilet) | BI01010001010000000000000515BI0100001256 | 1 | Set | 2771 |  |  | Excess(+) | 1 | Full Conversion | INR | [40 empty] | 2771 | 2771 | INR Two Thousand Seven Hundred & Seventy One Only
146 | Supply & fixing SPN MCB DB (2+6) WAY (Make Legrand/ Seimens/ABB) with S.S. Enclosure concealed in wall after cutting wall & mending good the damages & earthing attachment comprising with the following. a)40 A DP isolator - 1 No, b)6 to 16 A range SPMCB - 6 Nos.(Canteen) | BI01010001010000000000000515BI0100001257 | 1 | Set | 3374 |  |  | Excess(+) | 1 | Full Conversion | INR | [40 empty] | 3374 | 3374 | INR Three Thousand Three Hundred & Seventy Four Only
147 | Supply & fixing SPN MCB DB (2+8) WAY (Make legrand/ Seimens/ABB) with S.S. Enclosure concealed in wall after cutting wall & mending good the damages & earthing attachment comprising with the following: a) 40 A DP isolator - 1 No. b) 6 to 16 A range SPMCB - 8 Nos. (Barrack/LS Qtr) | BI01010001010000000000000515BI0100001258 | 9 | Set | 4048 |  |  | Excess(+) | 1 | Full Conversion | INR | [40 empty] | 36432 | 36432 | INR Thirty Six Thousand Four Hundred & Thirty Two Only
148 | Supply & delivery of 1.1 KV grade XLPE AL. Armoured Cable (make Gloster/Polycab/Havells/KEI/Mescab) a) 3.5 x 35 sq mm (DG Panel to PS Bldg.) | BI01010001010000000000000515BI0100001259 | 65 | mtr | 348 |  |  | Excess(+) | 1 | Full Conversion | INR | [40 empty] | 22620 | 22620 | INR Twenty Two Thousand Six Hundred & Twenty Only
149 | Supply & delivery of 1.1 KV grade XLPE AL. Armoured Cable (make Gloster/Polycab/Havells/KEI/Mescab) b) 4 x 10 sq mm (Street Ltg.) | BI01010001010000000000000515BI0100001260 | 325 | mtr | 152 |  |  | Excess(+) | 1 | Full Conversion | INR | [40 empty] | 49400 | 49400 | INR Forty Nine Thousand Four Hundred Only
150 | Supply & delivery of 1.1 KV grade XLPE AL. Armoured Cable (make Gloster/Polycab/Havells/KEI/Mescab) c) 2 X 10 sqmm.(Barrack) | BI01010001010000000000000515BI0100001261 | 64 | mtr | 152 |  |  | Excess(+) | 1 | Full Conversion | INR | [40 empty] | 9728 | 9728 | INR Nine Thousand Seven Hundred & Twenty Eight Only
151 | Supply & delivery of 1.1 KV grade XLPE AL. Armoured Cable (make Gloster/Polycab/Havells/KEI/Mescab) d) 2 X 6 sqmm. (Toilet/Canteen) | BI01010001010000000000000515BI0100001262 | 125 | mtr | 121 |  |  | Excess(+) | 1 | Full Conversion | INR | [40 empty] | 15125 | 15125 | INR Fifteen Thousand One Hundred & Twenty Five Only
152 | Laying of XLPE/A cable in underground trench 460 mm wide x 760 mm average depth, with brick protection on the top of the cable with 8 (eight) Nos. bricks per metre, including filling the space between the brick & cable and also the trench with shifted soil, leveling up and restoring surface duly rammed a) 3.5 x 35 sq mm /2x10 sq sqmm/2x6 sq sqmm | BI01010001010000000000000515BI0100001263 | 199 | mtr | 175 |  |  | Excess(+) | 1 | Full Conversion | INR | [40 empty] | 34825 | 34825 | INR Thirty Four Thousand Eight Hundred & Twenty Five Only
153 | Supply & laying medium gauge 40 mm dia G.I. Pipe (ISI -m) for cable protection. | BI01010001010000000000000515BI0100001264 | 18 | mtr | 295 |  |  | Excess(+) | 1 | Full Conversion | INR | [40 empty] | 5310 | 5310 | INR Five Thousand Three Hundred & Ten Only
154 | Supply & fixing compression type cable gland suitable for XLPE cable with brass gland, brass ring incl.socketing the ends off by crimping method including S/F solderless socket (Dowels value) & jointing materials etc. a) 3.5 x 35 sq mm | BI01010001010000000000000515BI0100001265 | 4 | set | 352 |  |  | Excess(+) | 1 | Full Conversion | INR | [40 empty] | 1408 | 1408 | INR One Thousand Four Hundred & Eight Only
155 | Supply & fixing compression type cable gland suitable for XLPE cable with brass gland, brass ring incl.socketing the ends off by crimping method including S/F solderless socket (Dowels value) & jointing materials etc. b) 2x10 sq mm | BI01010001010000000000000515BI0100001266 | 2 | Set | 163 |  |  | Excess(+) | 1 | Full Conversion | INR | [40 empty] | 326 | 326 | INR Three Hundred & Twenty Six Only
156 | Supply & fixing compression type cable gland suitable for XLPE cable with brass gland, brass ring incl.socketing the ends off by crimping method including S/F solderless socket (Dowels value) & jointing materials etc. c) 2 x 6 sq mm | BI01010001010000000000000515BI0100001267 | 4 | set | 111 |  |  | Excess(+) | 1 | Full Conversion | INR | [40 empty] | 444 | 444 | INR Four Hundred & Forty Four Only
157 | Supply & drawing PVC insulated (FR) Copper wire through alkathene pipe recessed in wall & mending good the damages. b) 2 X 4 + 1 X 2.5 Sqmm.(SPNDB) Qtr | BI01010001010000000000000515BI0100001268 | 445 | mtr | 184 |  |  | Excess(+) | 1 | Full Conversion | INR | [40 empty] | 81880 | 81880 | INR Eighty One Thousand Eight Hundred & Eighty Only
158 | Supply & drawing PVC insulated (FR) Copper wire through alkathene pipe recessed in wall & mending good the damages. c) 2 X 2.5 + 1 X 1.5 Sqmm.(P/P & Roof Ltg) | BI01010001010000000000000515BI0100001269 | 1250 | mtr | 148 |  |  | Excess(+) | 1 | Full Conversion | INR | [40 empty] | 185000 | 185000 | INR One Lakh Eighty Five Thousand Only
159 | Supply & drawing PVC insulated (FR) Copper wire through alkathene pipe recessed in wall & mending good the damages. d) 3 x 1.5 sq mm through pole | BI01010001010000000000000515BI0100001270 | 120 | mtr | 58 |  |  | Excess(+) | 1 | Full Conversion | INR | [40 empty] | 6960 | 6960 | INR Six Thousand Nine Hundred & Sixty Only
160 | Supplying & fixing control switch for stair case/ Compound light fitting by piano type 20A switch incl. S/F (100x100x65 mm) MS box,with backelite top cover recessed in wall & S/F 20A switch | BI01010001010000000000000515BI0100001271 | 6 | set | 188 |  |  | Excess(+) | 1 | Full Conversion | INR | [40 empty] | 1128 | 1128 | INR One Thousand One Hundred & Twenty Eight Only
161 | Supply & fixing 240V 20A piano key type switch & 6/16A 6 pin socket (Anchor) on sheet metal box (150 X 100 X65 mm) with bakelite top cover embeded in wall including earthing attachment (P/P) | BI01010001010000000000000515BI0100001272 | 20 | Set | 334 |  |  | Excess(+) | 1 | Full Conversion | INR | [40 empty] | 6680 | 6680 | INR Six Thousand Six Hundred & Eighty Only
162 | Supply 4' 20w single LED Box type tube light fitting (Crompton, cat no - IGP 131 L-8-16) complete with 1X20W Polycarbonate LED Tube (Cat no -LT8-20-865-2) | BI01010001010000000000000515BI0100001273 | 123 | Set | 1120 |  |  | Excess(+) | 1 | Full Conversion | INR | [40 empty] | 137760 | 137760 | INR One Lakh Thirty Seven Thousand Seven Hundred & Sixty Only
163 | Supply 4' 20w Twin LED Box type tube light fitting (Make Crompton, cat no - IGP 132 L-8-16) compl. with 2 X 20W Polycarbonate LED Tube (Cat no -LT8-20-865-2) | BI01010001010000000000000515BI0100001274 | 16 | Set | 1656 |  |  | Excess(+) | 1 | Full Conversion | INR | [40 empty] | 26496 | 26496 | INR Twenty Six Thousand Four Hundred & Ninety Six Only
164 | Fixing the Tube light fitting suspended 25 cm. Below the cutting with 2 Nos. 20 mm dia E.I. conduit (14 SWG) support fixed with "L" type clamp fixed on ceiling with fastener & S/F connecting copper wire. | BI01010001010000000000000515BI0100001275 | 92 | Set | 222 |  |  | Excess(+) | 1 | Full Conversion | INR | [40 empty] | 20424 | 20424 | INR Twenty Thousand Four Hundred & Twenty Four Only
165 | Fixing the Tube light fitting directly on wall by wooden round block & fastener. | BI01010001010000000000000515BI0100001276 | 48 | set | 108 |  |  | Excess(+) | 1 | Full Conversion | INR | [40 empty] | 5184 | 5184 | INR Five Thousand One Hundred & Eighty Four Only
166 | Supply & fixing of 48' inch sweep Ceiling Fan (Orient,New Bridge) complete with all acessaries incl S/F necy copper flex wire. | BI01010001010000000000000515BI0100001277 | 62 | Set | 2142 |  |  | Excess(+) | 1 | Full Conversion | INR | [40 empty] | 132804 | 132804 | INR One Lakh Thirty Two Thousand Eight Hundred & Four Only
167 | Supplying & Fixing of Box type fan clamp of 150mm dia & 80mm depth made of 16 SWG CRCA sheet with one end duly sealed by cover, properly welded, incl. S&F 12mm dia 600mm long MS rod duly bent by heat treatment at the centre position of rod to grip fan bobbin properly, incl. binding the rod and fan box with reinforcement by 22 SWG steel binding wire, incl. supplying & covering the box with alkathene sheet, placed in order to prevent concrete from entering the box. | BI01010001010000000000000515BI0100001278 | 62 | each | 192 |  |  | Excess(+) | 1 | Full Conversion | INR | [40 empty] | 11904 | 11904 | INR Eleven Thousand Nine Hundred & Four Only
168 | Supply & Fixing Socket & Step type fan regulator (Step type) (Anchor/Rider) on existing sheet metal switch board with bakelite/perspex top cover by screw after making housing for regulator knob by cutting bakelite/ perspex top cover incl. making necy. connections etc. | BI01010001010000000000000515BI0100001279 | 62 | each | 262 |  |  | Excess(+) | 1 | Full Conversion | INR | [40 empty] | 16244 | 16244 | INR Sixteen Thousand Two Hundred & Forty Four Only
169 | Supply & fixing 425 mm (12") sweep heavy duty exhaust fan (Orient/ Crompton) complete with louvre shutter after cutting hole on wall & mending good the damages. | BI01010001010000000000000515BI0100001280 | 30 | each | 2322 |  |  | Excess(+) | 1 | Full Conversion | INR | [40 empty] | 69660 | 69660 | INR Sixty Nine Thousand Six Hundred & Sixty Only
170 | Supply & fixing LED 5 watt white coloured night lamp (Make Philips) | BI01010001010000000000000515BI0100001281 | 12 | Set | 125 |  |  | Excess(+) | 1 | Full Conversion | INR | [40 empty] | 1500 | 1500 | INR One Thousand Five Hundred Only
171 | Supply & fixing 9 watt LED lamp (Make Philips) to batten point | BI01010001010000000000000515BI0100001282 | 15 | each | 175 |  |  | Excess(+) | 1 | Full Conversion | INR | [40 empty] | 2625 | 2625 | INR Two Thousand Six Hundred & Twenty Five Only
172 | Earthing the installation by 50 mm dia. G.I. Pipe (ISI-M) of 3.64 mtr. Long driven to an depth of 3.65 mtr. Below the ground level including S/F 1X4 SWG. G.I. Earth wire (4 mtr. Long) with nuts bolts & washers. | BI01010001010000000000000515BI0100001283 | 10 | Set | 1545 |  |  | Excess(+) | 1 | Full Conversion | INR | [40 empty] | 15450 | 15450 | INR Fifteen Thousand Four Hundred & Fifty Only
173 | Compound Lighting. | BI01010001010000000000000515BI0100001284
174 | Supply & fixing of 40W LED street light fitting (Make Crompton, cat no - LSTP-40-CDL) | BI01010001010000000000000515BI0100001285 | 11 | Set | 4202 |  |  | Excess(+) | 1 | Full Conversion | INR | [40 empty] | 46222 | 46222 | INR Forty Six Thousand Two Hundred & Twenty Two Only
175 | Supply & fixing of 60W LED Street light fitting (Make Crompton, cat no - LSTP-60-CDL) | BI01010001010000000000000515BI0100001286 | 7 | Set | 6868 |  |  | Excess(+) | 1 | Full Conversion | INR | [40 empty] | 48076 | 48076 | INR Forty Eight Thousand &Seventy Six Only
176 | Supply & fixing of 72W LED Street light fitting (Make Crompton, cat no - LSTP-72-CDL) | BI01010001010000000000000515BI0100001287 | 6 | Set | 7139 |  |  | Excess(+) | 1 | Full Conversion | INR | [40 empty] | 42834 | 42834 | INR Forty Two Thousand Eight Hundred & Thirty Four Only
177 | Fixing only outdoor/street light fitting complete with all accessories to be fixed/projected from the wall of the building incl. making holes to building, S&F 40 mm dia GI pipe (ISI-Medium) 1.50 mts. average length, with GI socket at one end and thread at the other end & suitable bend to house the fitting & making necy. connections with S&F necy. length of 1.5 sqmm PVC insulated single core stranded annealed copper wire and making connections as required and mending good damages to wall and painting | BI01010001010000000000000515BI0100001288 | 24 | Set | 836 |  |  | Excess(+) | 1 | Full Conversion | INR | [40 empty] | 20064 | 20064 | INR Twenty Thousand &Sixty Four Only
178 | Street lighting | BI01010001010000000000000515BI0100001289
179 | Supply & delivery at site of FRP or swaged type steel tubular bend pole with sole plate of over all length 9.00 m of section (Bottom - 5.00 m, Middle - 2.00 m, Top - 2.00 m) & outside dia & thickness of the section (Bottom- 165.1 x 4.50 mm, Middle -139.7 x 4.50 mm, Top - 114.3 x 3.65 mm) having approx weight including sole plate 147 Kg. the top end of the pole should be reduced to enable fixing of 90w LED street light fitting. The said pole should have in built looping cable box at the height of 3.00 mtr above the sole plate by cutting suitable slot including providing extra sleeve all around the slot for strengthening the cut portion & necessary welding. | BI01010001010000000000000515BI0100001290 | 12 | each | 12701 |  |  | Excess(+) | 1 | Full Conversion | INR | [40 empty] | 152412 | 152412 | INR One Lakh Fifty Two Thousand Four Hundred & Twelve Only
180 | Erection of 9.00 m ST bend pole with sole plate in CC foundation (600x600x150mm) thick CC (4:2:1) base block below sole plate with hard jhama metal incl CC (6:3:1) muffing 0.30 m dia 03.0 m above ground level incl making drilled hole on pole for earth bolt & carriage upto 1.6 Km from store to work site in cluding filling up the the exacavated earth pit with shifted soil | BI01010001010000000000000515BI0100001291 | 12 | set | 3190 |  |  | Excess(+) | 1 | Full Conversion | INR | [40 empty] | 38280 | 38280 | INR Thirty Eight Thousand Two Hundred & Eighty Only
181 | Painting the 9.00 m ST pole with two coats of aluminium paint of approved make over one coat of R.O primer incl preparation of surface by sand paper/emery incl cleaning etc. | BI01010001010000000000000515BI0100001292 | 12 | item | 357 |  |  | Excess(+) | 1 | Full Conversion | INR | [40 empty] | 4284 | 4284 | INR Four Thousand Two Hundred & Eighty Four Only
182 | Supplying & Fixing GI waterproof type looping cable box size 250 x 200 x100 mm deep having 3 mm thick comprising of one 250V 15 A kit-kat fuse unit, one -500V 4-pole stud connector on Bakelite insulator,and having lined with rubber gasketted GI top cover with brass machine screws etc., earthing terminal with lug, on steel tubular pole near base, including S&F 40x6 mm thick, MS clamps with bolts, nuts etc. including painting with anticorrosive paint | BI01010001010000000000000515BI0100001293 | 6 | set | 843 |  |  | Excess(+) | 1 | Full Conversion | INR | [40 empty] | 5058 | 5058 | INR Five Thousand &Fifty Eight Only
183 | Supply & fixing of 90W LED Street light fitting (Make Crompton, cat no - LSTN-90-CDL) | BI01010001010000000000000515BI0100001294 | 16 | each | 11251 |  |  | Excess(+) | 1 | Full Conversion | INR | [40 empty] | 180016 | 180016 | INR One Lakh Eighty Thousand &Sixteen Only
184 | Fixing only 90 w LED Street light fitting on 9 mtr long ST bend pole & making necessary connection. | BI01010001010000000000000515BI0100001295 | 16 | each | 150 |  |  | Excess(+) | 1 | Full Conversion | INR | [40 empty] | 2400 | 2400 | INR Two Thousand Four Hundred Only
185 | Earthing the Installation by 50 mm dia G.I. Pipe (ISI -M) 3.64 mtr long & 1x4 SWG G.I.(Hot dip) wire (4 mtr long) with suitable nuts, bolts & washer etc. Incl S/F 15 mm dia GI protection pipe (1 mtr long) to be filled with bitumen partly under ground level & partly under ground level driven to an depth of 3.65 mtr below G.L. (DG panel-2, DG set -4, Feeder pillar box-8, Tower-12, pole-147) | BI01010001010000000000000515BI0100001296 | 16 | set | 1545 |  |  | Excess(+) | 1 | Full Conversion | INR | [40 empty] | 24720 | 24720 | INR Twenty Four Thousand Seven Hundred & Twenty Only
186 | SUPPLY & INSTALLATION OF SILENT D.G. SET Supply & delivery of 415V (3-Ph) 20 KVA Silent Deisel Generator Set complete with all accessaries (Make KIRLOSKER GREEN) | BI01010001010000000000000515BI0100001297 | 1 | nos | 384500 |  |  | Excess(+) | 1 | Full Conversion | INR | [40 empty] | 384500 | 384500 | INR Three Lakh Eighty Four Thousand Five Hundred Only
187 | Installation, testing & commissioning of the above D.G. set by company's engineer incl. supplying full tank deisel oil & required mobile oil to satisfactory operation | BI01010001010000000000000515BI0100001298 | 1 | nos | 9850 |  |  | Excess(+) | 1 | Full Conversion | INR | [40 empty] | 9850 | 9850 | INR Nine Thousand Eight Hundred & Fifty Only
188 | LS Qtr | BI01010001010000000000000515BI0100001299
189 | Supply & Fixing 240 V, 16 A, 3 pin Modular type Power plug socket (Cabtree) with 16A Modular type socket (Cabtree) with 16A Modular type switch, without plug top on 4 Module GI Modular type switch board with top cover plate flushed in wall incl. S&F switch board and cover plate and making necy. connections (LS Qtr) | BI01010001010000000000000515BI0100001300 | 24 | each | 543 |  |  | Excess(+) | 1 | Full Conversion | INR | [40 empty] | 13032 | 13032 | INR Thirteen Thousand &Thirty Two Only
190 | Distn. wiring in 3 x 1.5 sqmm single core stranded 'FR' PVC insulated & unsheathed single core stranded copper wire Gloster/Finolex/ Havells) in 19 mm bore, 3 mm thick polythene pipe (for horizontal & vertical run in wall and celing portion through prelaid polythen pipe) complete with all accessories embedded in wall to light/fan/call bell points with Modular type switch (Legrand/Crabtree) fixed on Modular GI switch board with top cover plate flushed in wall incl. mending good damages to original finish ----- a) Ave run 8 mtr (LS Qtr) | BI01010001010000000000000515BI0100001301 | 170 | pts | 1118 |  |  | Excess(+) | 1 | Full Conversion | INR | [40 empty] | 190060 | 190060 | INR One Lakh Ninety Thousand &Sixty Only
191 | Distn. wiring in 3 x 1.5 sqmm single core stranded 'FR' PVC insulated & unsheathed single core stranded copper wire(Cabtree) in 19 mm bore, 3 mm thick polythene pipe complete with all accessories embedded in wall to 240 V 6A 5 pin plug point incl. S&F 240 V 6A 3 pin Modular type plug socket & Modular type switch (Cabtree) incl. S&F earth continuity wire, fixed on 4 Module GI switch board with 3/4 Module top cover plate flushed in wall incl.mending good damages to original finish (LS Qtr) a) on board | BI01010001010000000000000515BI0100001302 | 56 | pts | 256 |  |  | Excess(+) | 1 | Full Conversion | INR | [40 empty] | 14336 | 14336 | INR Fourteen Thousand Three Hundred & Thirty Six Only
192 | Supplying & Fixing 240 V AC/DC superior type Multitune (min 10 nos. tune) Call Bell (Anchor) with selector switch for single/Multi Tunes mode, Battery operated on HW board incl. S&F HW board (LS Qtr) | BI01010001010000000000000515BI0100001303 | 8 | each | 315 |  |  | Excess(+) | 1 | Full Conversion | INR | [40 empty] | 2520 | 2520 | INR Two Thousand Five Hundred & Twenty Only
193 | Supplying & Fixing control switch for stair case light pts by modular type 16A switch incl. S/F 2 module GI box, cover plate recessed in wall & S/F 16A modular switch | BI01010001010000000000000515BI0100001304 | 2 | each | 338 |  |  | Excess(+) | 1 | Full Conversion | INR | [40 empty] | 676 | 676 | INR Six Hundred & Seventy Six Only
194 | SUPPLY & INSTALLATION OF PUMP SET | BI01010001010000000000000515BI0100001305
195 | Supply of Three phase 240V 3 Hp (2.2 Kw) bore well submersible Pump Motor set suitable for 150mm bore well having overall head of (18 mtr to 43 mtr) & discharge of (380 LPM to 135 LPM). The discharge outlet size will be 50mm (2" inch) (Make KSB/ Crompton/Kirloskar) | BI01010001010000000000000515BI0100001306 | 1 | set | 24600 |  |  | Excess(+) | 1 | Full Conversion | INR | [40 empty] | 24600 | 24600 | INR Twenty Four Thousand Six Hundred Only
196 | Supply & Fixing of control panel suitable for 3-Phase 5 HP Submersible Pump motor set comprising of DOL starter, Dual Ammeter & Voltmeter, indicator lamp to be fixed on wall incl making connection & necy. earthing attachment. (Make L&T/Crompton/KSB) | BI01010001010000000000000515BI0100001307 | 1 | set | 4026 |  |  | Excess(+) | 1 | Full Conversion | INR | [40 empty] | 4026 | 4026 | INR Four Thousand &Twenty Six Only
197 | Supply & Laying 3 core 2.5 sqmm flat submersible cable (Finolex) incl. 3/4" PVC HD PVC pipe through U.G. trench with necy Jointing materials incl. S/Laying PVC HD PVC pipe (Oriplast) | BI01010001010000000000000515BI0100001308 | 35 | mtr | 171 |  |  | Excess(+) | 1 | Full Conversion | INR | [40 empty] | 5985 | 5985 | INR Five Thousand Nine Hundred & Eighty Five Only
198 | Supply & installation of G.I. pipe (Make TATA-M) pipe having heavy duty G.I. socket/elbow (TATA) incl cutting & threading as required a) 50mm dia (For Vertical column pipe & upto Header) (A)-(II) G.I. pipe & fittings item no -1(g) (ii) | BI01010001010000000000000515BI0100001309 | 40 | mtr | 624 |  |  | Excess(+) | 1 | Full Conversion | INR | [40 empty] | 24960 | 24960 | INR Twenty Four Thousand Nine Hundred & Sixty Only
199 | Supplying, fitting and fixing PVC pipes for underground work of approved make (medium duty) conforming to ASTMD - 1785 and threaded to match with GI Pipes as per IS : 1239 (Part - I). with all necessary accessories, specials viz. socket, bend, tee, union, cross, elbo, nipple, longscrew, reducing socket, reducing tee, short piece etc. fitted including cost of all materials ,jointing materials, cutting pipes, making threads ,cutting trenches upto 1.5 metre below surface in all sorts of soil and refilling the same as directed complete in all respect. (Payment will be made on the centre line measurement of the total pipe line including all specials No separate payment will be made for accessories, specials.) (A)-(II) G.I. pipe & fittings item no -19(II) A) 50mm dia (From header to different Bldg.) | BI01010001010000000000000515BI0100001310 | 120 | mtr | 424 |  |  | Excess(+) | 1 | Full Conversion | INR | [40 empty] | 50880 | 50880 | INR Fifty Thousand Eight Hundred & Eighty Only
200 | Supply & fixing 50 mm dia Gun metal Non-Return valve(ISI) (A)-(II) G.I. pipe & fittings item no -4 | BI01010001010000000000000515BI0100001311 | 1 | each | 3015 |  |  | Excess(+) | 1 | Full Conversion | INR | [40 empty] | 3015 | 3015 | INR Three Thousand &Fifteen Only
201 | Supply & fixing 50 mm dia G.I.Peets Valve(ISI)(Tested 21 kg per cm) (A)-(II) G.I. pipe & fittings item no -4 | BI01010001010000000000000515BI0100001312 | 5 | each | 3015 |  |  | Excess(+) | 1 | Full Conversion | INR | [40 empty] | 15075 | 15075 | INR Fifteen Thousand &Seventy Five Only
202 | Supply & fixing 100 mm x 65 mm dia G.I. Reducing Tee (For header) (A)-(II) G.I. pipe & fittings item no -(M) | BI01010001010000000000000515BI0100001313 | 4 | each | 971 |  |  | Excess(+) | 1 | Full Conversion | INR | [40 empty] | 3884 | 3884 | INR Three Thousand Eight Hundred & Eighty Four Only
203 | Supply & fixing 100mm dia P.V.C nipple short piece 150mm long | BI01010001010000000000000515BI0100001314 | 6 | each | 145 |  |  | Excess(+) | 1 | Full Conversion | INR | [40 empty] | 870 | 870 | INR Eight Hundred & Seventy Only
204 | Supply & fixing 100mm dia G.I. plug (A)-(II) G.I. pipe & fittings item no -(K) | BI01010001010000000000000515BI0100001315 | 2 | each | 375 |  |  | Excess(+) | 1 | Full Conversion | INR | [40 empty] | 750 | 750 | INR Seven Hundred & Fifty Only
205 | Supply & fixing 65 mm x 50 mm dia P.V.C Reducing socket (For delivery Line from header) | BI01010001010000000000000515BI0100001316 | 5 | each | 123 |  |  | Excess(+) | 1 | Full Conversion | INR | [40 empty] | 615 | 615 | INR Six Hundred & Fifteen Only
206 | Supply & fixing 50 mm dia G.I. Union (A)-(II) G.I. pipe & fittings item no -(I) | BI01010001010000000000000515BI0100001317 | 6 | each | 314 |  |  | Excess(+) | 1 | Full Conversion | INR | [40 empty] | 1884 | 1884 | INR One Thousand Eight Hundred & Eighty Four Only
207 | Supply & fixing 50 mm dia P.V.C Flange | BI01010001010000000000000515BI0100001318 | 2 | pair | 168 |  |  | Excess(+) | 1 | Full Conversion | INR | [40 empty] | 336 | 336 | INR Three Hundred & Thirty Six Only
208 | Supply & fixing holding clamp fabricated by 50mm x 6mm with necy. Nuts, bolts & washers for holding the the column pipe. | BI01010001010000000000000515BI0100001319 | 2 | pairs | 225 |  |  | Excess(+) | 1 | Full Conversion | INR | [40 empty] | 450 | 450 | INR Four Hundred & Fifty Only
209 | Labour charge for Testing & Lowering the submersible Pump motor set with submersible cable along with the column pipes into the tube well after socketing the column pipes step by step including arrangement of tripod, chain pully & tools & Tackles & providing suitable manpower to satisfactory operation. | BI01010001010000000000000515BI0100001320 | 1 | LS | 3026 |  |  | Excess(+) | 1 | Full Conversion | INR | [40 empty] | 3026 | 3026 | INR Three Thousand &Twenty Six Only
Total in Figures | [51 empty] | 24067757.16 | 24067757.16 | INR Two Crore Forty Lakh Sixty Seven Thousand Seven Hundred & Fifty Seven and Paise Sixteen Only | 4 | Construction of chamber for 100mm sluice plates | item5 | 10 | Nos
Quoted Rate in Figures |  |  |  | Select | [47 empty] | 0 | 0 | INR Zero Only
Quoted Rate in Words |  | INR Zero Only
Note on K15: gepadmin: 1. If you choose "Full Conversion" then Column BA (AMOUNT) and Column BB (TAXES) BOTH values will be convert based on selected Currency in (Column L). 2. If you choose "Partial Conversion" then Column BA (AMOUNT) only will be converted based on selected currency (Column L) and Column BB (TAXES) value (INR) will be added to the converted values.
Note on K16: gepadmin: 1. If you choose "Full Conversion" then Column BA (AMOUNT) and Column BB (TAXES) BOTH values will be convert based on selected Currency in (Column L). 2. If you choose "Partial Conversion" then Column BA (AMOUNT) only will be converted based on selected currency (Column L) and Column BB (TAXES) value (INR) will be added to the converted values.
Note on K18: gepadmin: 1. If you choose "Full Conversion" then Column BA (AMOUNT) and Column BB (TAXES) BOTH values will be convert based on selected Currency in (Column L). 2. If you choose "Partial Conversion" then Column BA (AMOUNT) only will be converted based on selected currency (Column L) and Column BB (TAXES) value (INR) will be added to the converted values.
Note on K19: gepadmin: 1. If you choose "Full Conversion" then Column BA (AMOUNT) and Column BB (TAXES) BOTH values will be convert based on selected Currency in (Column L). 2. If you choose "Partial Conversion" then Column BA (AMOUNT) only will be converted based on selected currency (Column L) and Column BB (TAXES) value (INR) will be added to the converted values.
Note on K13: gepadmin: 1. If you choose "Full Conversion" then Column BA (AMOUNT) and Column BB (TAXES) BOTH values will be convert based on selected Currency in (Column L). 2. If you choose "Partial Conversion" then Column BA (AMOUNT) only will be converted based on selected currency (Column L) and Column BB (TAXES) value (INR) will be added to the converted values.
Note on K25: gepadmin: 1. If you choose "Full Conversion" then Column BA (AMOUNT) and Column BB (TAXES) BOTH values will be convert based on selected Currency in (Column L). 2. If you choose "Partial Conversion" then Column BA (AMOUNT) only will be converted based on selected currency (Column L) and Column BB (TAXES) value (INR) will be added to the converted values.
Note on K39: gepadmin: 1. If you choose "Full Conversion" then Column BA (AMOUNT) and Column BB (TAXES) BOTH values will be convert based on selected Currency in (Column L). 2. If you choose "Partial Conversion" then Column BA (AMOUNT) only will be converted based on selected currency (Column L) and Column BB (TAXES) value (INR) will be added to the converted values.
Note on K53: gepadmin: 1. If you choose "Full Conversion" then Column BA (AMOUNT) and Column BB (TAXES) BOTH values will be convert based on selected Currency in (Column L). 2. If you choose "Partial Conversion" then Column BA (AMOUNT) only will be converted based on selected currency (Column L) and Column BB (TAXES) value (INR) will be added to the converted values.
Note on K56: gepadmin: 1. If you choose "Full Conversion" then Column BA (AMOUNT) and Column BB (TAXES) BOTH values will be convert based on selected Currency in (Column L). 2. If you choose "Partial Conversion" then Column BA (AMOUNT) only will be converted based on selected currency (Column L) and Column BB (TAXES) value (INR) will be added to the converted values.
Note on K60: gepadmin: 1. If you choose "Full Conversion" then Column BA (AMOUNT) and Column BB (TAXES) BOTH values will be convert based on selected Currency in (Column L). 2. If you choose "Partial Conversion" then Column BA (AMOUNT) only will be converted based on selected currency (Column L) and Column BB (TAXES) value (INR) will be added to the converted values.
Note on K65: gepadmin: 1. If you choose "Full Conversion" then Column BA (AMOUNT) and Column BB (TAXES) BOTH values will be convert based on selected Currency in (Column L). 2. If you choose "Partial Conversion" then Column BA (AMOUNT) only will be converted based on selected currency (Column L) and Column BB (TAXES) value (INR) will be added to the converted values.
Note on K71: gepadmin: 1. If you choose "Full Conversion" then Column BA (AMOUNT) and Column BB (TAXES) BOTH values will be convert based on selected Currency in (Column L). 2. If you choose "Partial Conversion" then Column BA (AMOUNT) only will be converted based on selected currency (Column L) and Column BB (TAXES) value (INR) will be added to the converted values.
Note on K76: gepadmin: 1. If you choose "Full Conversion" then Column BA (AMOUNT) and Column BB (TAXES) BOTH values will be convert based on selected Currency in (Column L). 2. If you choose "Partial Conversion" then Column BA (AMOUNT) only will be converted based on selected currency (Column L) and Column BB (TAXES) value (INR) will be added to the converted values.
Note on K96: gepadmin: 1. If you choose "Full Conversion" then Column BA (AMOUNT) and Column BB (TAXES) BOTH values will be convert based on selected Currency in (Column L). 2. If you choose "Partial Conversion" then Column BA (AMOUNT) only will be converted based on selected currency (Column L) and Column BB (TAXES) value (INR) will be added to the converted values.
Note on K99: gepadmin: 1. If you choose "Full Conversion" then Column BA (AMOUNT) and Column BB (TAXES) BOTH values will be convert based on selected Currency in (Column L). 2. If you choose "Partial Conversion" then Column BA (AMOUNT) only will be converted based on selected currency (Column L) and Column BB (TAXES) value (INR) will be added to the converted values.
Note on K106: gepadmin: 1. If you choose "Full Conversion" then Column BA (AMOUNT) and Column BB (TAXES) BOTH values will be convert based on selected Currency in (Column L). 2. If you choose "Partial Conversion" then Column BA (AMOUNT) only will be converted based on selected currency (Column L) and Column BB (TAXES) value (INR) will be added to the converted values.
Note on K108: gepadmin: 1. If you choose "Full Conversion" then Column BA (AMOUNT) and Column BB (TAXES) BOTH values will be convert based on selected Currency in (Column L). 2. If you choose "Partial Conversion" then Column BA (AMOUNT) only will be converted based on selected currency (Column L) and Column BB (TAXES) value (INR) will be added to the converted values.
Note on K111: gepadmin: 1. If you choose "Full Conversion" then Column BA (AMOUNT) and Column BB (TAXES) BOTH values will be convert based on selected Currency in (Column L). 2. If you choose "Partial Conversion" then Column BA (AMOUNT) only will be converted based on selected currency (Column L) and Column BB (TAXES) value (INR) will be added to the converted values.
Note on K116: gepadmin: 1. If you choose "Full Conversion" then Column BA (AMOUNT) and Column BB (TAXES) BOTH values will be convert based on selected Currency in (Column L). 2. If you choose "Partial Conversion" then Column BA (AMOUNT) only will be converted based on selected currency (Column L) and Column BB (TAXES) value (INR) will be added to the converted values.
Note on K139: gepadmin: 1. If you choose "Full Conversion" then Column BA (AMOUNT) and Column BB (TAXES) BOTH values will be convert based on selected Currency in (Column L). 2. If you choose "Partial Conversion" then Column BA (AMOUNT) only will be converted based on selected currency (Column L) and Column BB (TAXES) value (INR) will be added to the converted values.
Note on K166: gepadmin: 1. If you choose "Full Conversion" then Column BA (AMOUNT) and Column BB (TAXES) BOTH values will be convert based on selected Currency in (Column L). 2. If you choose "Partial Conversion" then Column BA (AMOUNT) only will be converted based on selected currency (Column L) and Column BB (TAXES) value (INR) will be added to the converted values.
Note on K167: gepadmin: 1. If you choose "Full Conversion" then Column BA (AMOUNT) and Column BB (TAXES) BOTH values will be convert based on selected Currency in (Column L). 2. If you choose "Partial Conversion" then Column BA (AMOUNT) only will be converted based on selected currency (Column L) and Column BB (TAXES) value (INR) will be added to the converted values.
Note on K169: gepadmin: 1. If you choose "Full Conversion" then Column BA (AMOUNT) and Column BB (TAXES) BOTH values will be convert based on selected Currency in (Column L). 2. If you choose "Partial Conversion" then Column BA (AMOUNT) only will be converted based on selected currency (Column L) and Column BB (TAXES) value (INR) will be added to the converted values.
Note on K175: gepadmin: 1. If you choose "Full Conversion" then Column BA (AMOUNT) and Column BB (TAXES) BOTH values will be convert based on selected Currency in (Column L). 2. If you choose "Partial Conversion" then Column BA (AMOUNT) only will be converted based on selected currency (Column L) and Column BB (TAXES) value (INR) will be added to the converted values.
Note on K194: gepadmin: 1. If you choose "Full Conversion" then Column BA (AMOUNT) and Column BB (TAXES) BOTH values will be convert based on selected Currency in (Column L). 2. If you choose "Partial Conversion" then Column BA (AMOUNT) only will be converted based on selected currency (Column L) and Column BB (TAXES) value (INR) will be added to the converted values.
Note on K211: gepadmin: 1. If you choose "Full Conversion" then Column BA (AMOUNT) and Column BB (TAXES) BOTH values will be convert based on selected Currency in (Column L). 2. If you choose "Partial Conversion" then Column BA (AMOUNT) only will be converted based on selected currency (Column L) and Column BB (TAXES) value (INR) will be added to the converted values.
Note on K214: gepadmin: 1. If you choose "Full Conversion" then Column BA (AMOUNT) and Column BB (TAXES) BOTH values will be convert based on selected Currency in (Column L). 2. If you choose "Partial Conversion" then Column BA (AMOUNT) only will be converted based on selected currency (Column L) and Column BB (TAXES) value (INR) will be added to the converted values.
Note on K14: gepadmin: 1. If you choose "Full Conversion" then Column BA (AMOUNT) and Column BB (TAXES) BOTH values will be convert based on selected Currency in (Column L). 2. If you choose "Partial Conversion" then Column BA (AMOUNT) only will be converted based on selected currency (Column L) and Column BB (TAXES) value (INR) will be added to the converted values.
Note on K51: gepadmin: 1. If you choose "Full Conversion" then Column BA (AMOUNT) and Column BB (TAXES) BOTH values will be convert based on selected Currency in (Column L). 2. If you choose "Partial Conversion" then Column BA (AMOUNT) only will be converted based on selected currency (Column L) and Column BB (TAXES) value (INR) will be added to the converted values.
Note on K48: gepadmin: 1. If you choose "Full Conversion" then Column BA (AMOUNT) and Column BB (TAXES) BOTH values will be convert based on selected Currency in (Column L). 2. If you choose "Partial Conversion" then Column BA (AMOUNT) only will be converted based on selected currency (Column L) and Column BB (TAXES) value (INR) will be added to the converted values.
Note on K54: gepadmin: 1. If you choose "Full Conversion" then Column BA (AMOUNT) and Column BB (TAXES) BOTH values will be convert based on selected Currency in (Column L). 2. If you choose "Partial Conversion" then Column BA (AMOUNT) only will be converted based on selected currency (Column L) and Column BB (TAXES) value (INR) will be added to the converted values.
Note on K68: gepadmin: 1. If you choose "Full Conversion" then Column BA (AMOUNT) and Column BB (TAXES) BOTH values will be convert based on selected Currency in (Column L). 2. If you choose "Partial Conversion" then Column BA (AMOUNT) only will be converted based on selected currency (Column L) and Column BB (TAXES) value (INR) will be added to the converted values.
Note on K73: gepadmin: 1. If you choose "Full Conversion" then Column BA (AMOUNT) and Column BB (TAXES) BOTH values will be convert based on selected Currency in (Column L). 2. If you choose "Partial Conversion" then Column BA (AMOUNT) only will be converted based on selected currency (Column L) and Column BB (TAXES) value (INR) will be added to the converted values.
Note on K78: gepadmin: 1. If you choose "Full Conversion" then Column BA (AMOUNT) and Column BB (TAXES) BOTH values will be convert based on selected Currency in (Column L). 2. If you choose "Partial Conversion" then Column BA (AMOUNT) only will be converted based on selected currency (Column L) and Column BB (TAXES) value (INR) will be added to the converted values.
Note on K84: gepadmin: 1. If you choose "Full Conversion" then Column BA (AMOUNT) and Column BB (TAXES) BOTH values will be convert based on selected Currency in (Column L). 2. If you choose "Partial Conversion" then Column BA (AMOUNT) only will be converted based on selected currency (Column L) and Column BB (TAXES) value (INR) will be added to the converted values.
Note on K88: gepadmin: 1. If you choose "Full Conversion" then Column BA (AMOUNT) and Column BB (TAXES) BOTH values will be convert based on selected Currency in (Column L). 2. If you choose "Partial Conversion" then Column BA (AMOUNT) only will be converted based on selected currency (Column L) and Column BB (TAXES) value (INR) will be added to the converted values.
Note on K91: gepadmin: 1. If you choose "Full Conversion" then Column BA (AMOUNT) and Column BB (TAXES) BOTH values will be convert based on selected Currency in (Column L). 2. If you choose "Partial Conversion" then Column BA (AMOUNT) only will be converted based on selected currency (Column L) and Column BB (TAXES) value (INR) will be added to the converted values.
Note on K94: gepadmin: 1. If you choose "Full Conversion" then Column BA (AMOUNT) and Column BB (TAXES) BOTH values will be convert based on selected Currency in (Column L). 2. If you choose "Partial Conversion" then Column BA (AMOUNT) only will be converted based on selected currency (Column L) and Column BB (TAXES) value (INR) will be added to the converted values.
Note on K100: gepadmin: 1. If you choose "Full Conversion" then Column BA (AMOUNT) and Column BB (TAXES) BOTH values will be convert based on selected Currency in (Column L). 2. If you choose "Partial Conversion" then Column BA (AMOUNT) only will be converted based on selected currency (Column L) and Column BB (TAXES) value (INR) will be added to the converted values.
Note on K105: gepadmin: 1. If you choose "Full Conversion" then Column BA (AMOUNT) and Column BB (TAXES) BOTH values will be convert based on selected Currency in (Column L). 2. If you choose "Partial Conversion" then Column BA (AMOUNT) only will be converted based on selected currency (Column L) and Column BB (TAXES) value (INR) will be added to the converted values.
Note on K112: gepadmin: 1. If you choose "Full Conversion" then Column BA (AMOUNT) and Column BB (TAXES) BOTH values will be convert based on selected Currency in (Column L). 2. If you choose "Partial Conversion" then Column BA (AMOUNT) only will be converted based on selected currency (Column L) and Column BB (TAXES) value (INR) will be added to the converted values.
Note on K117: gepadmin: 1. If you choose "Full Conversion" then Column BA (AMOUNT) and Column BB (TAXES) BOTH values will be convert based on selected Currency in (Column L). 2. If you choose "Partial Conversion" then Column BA (AMOUNT) only will be converted based on selected currency (Column L) and Column BB (TAXES) value (INR) will be added to the converted values.
Note on K122: gepadmin: 1. If you choose "Full Conversion" then Column BA (AMOUNT) and Column BB (TAXES) BOTH values will be convert based on selected Currency in (Column L). 2. If you choose "Partial Conversion" then Column BA (AMOUNT) only will be converted based on selected currency (Column L) and Column BB (TAXES) value (INR) will be added to the converted values.
Note on K109: gepadmin: 1. If you choose "Full Conversion" then Column BA (AMOUNT) and Column BB (TAXES) BOTH values will be convert based on selected Currency in (Column L). 2. If you choose "Partial Conversion" then Column BA (AMOUNT) only will be converted based on selected currency (Column L) and Column BB (TAXES) value (INR) will be added to the converted values.
Note on K114: gepadmin: 1. If you choose "Full Conversion" then Column BA (AMOUNT) and Column BB (TAXES) BOTH values will be convert based on selected Currency in (Column L). 2. If you choose "Partial Conversion" then Column BA (AMOUNT) only will be converted based on selected currency (Column L) and Column BB (TAXES) value (INR) will be added to the converted values.
Note on K120: gepadmin: 1. If you choose "Full Conversion" then Column BA (AMOUNT) and Column BB (TAXES) BOTH values will be convert based on selected Currency in (Column L). 2. If you choose "Partial Conversion" then Column BA (AMOUNT) only will be converted based on selected currency (Column L) and Column BB (TAXES) value (INR) will be added to the converted values.
Note on K125: gepadmin: 1. If you choose "Full Conversion" then Column BA (AMOUNT) and Column BB (TAXES) BOTH values will be convert based on selected Currency in (Column L). 2. If you choose "Partial Conversion" then Column BA (AMOUNT) only will be converted based on selected currency (Column L) and Column BB (TAXES) value (INR) will be added to the converted values.
Note on K130: gepadmin: 1. If you choose "Full Conversion" then Column BA (AMOUNT) and Column BB (TAXES) BOTH values will be convert based on selected Currency in (Column L). 2. If you choose "Partial Conversion" then Column BA (AMOUNT) only will be converted based on selected currency (Column L) and Column BB (TAXES) value (INR) will be added to the converted values.
Note on K136: gepadmin: 1. If you choose "Full Conversion" then Column BA (AMOUNT) and Column BB (TAXES) BOTH values will be convert based on selected Currency in (Column L). 2. If you choose "Partial Conversion" then Column BA (AMOUNT) only will be converted based on selected currency (Column L) and Column BB (TAXES) value (INR) will be added to the converted values.
Note on K140: gepadmin: 1. If you choose "Full Conversion" then Column BA (AMOUNT) and Column BB (TAXES) BOTH values will be convert based on selected Currency in (Column L). 2. If you choose "Partial Conversion" then Column BA (AMOUNT) only will be converted based on selected currency (Column L) and Column BB (TAXES) value (INR) will be added to the converted values.
Note on K143: gepadmin: 1. If you choose "Full Conversion" then Column BA (AMOUNT) and Column BB (TAXES) BOTH values will be convert based on selected Currency in (Column L). 2. If you choose "Partial Conversion" then Column BA (AMOUNT) only will be converted based on selected currency (Column L) and Column BB (TAXES) value (INR) will be added to the converted values.
Note on K148: gepadmin: 1. If you choose "Full Conversion" then Column BA (AMOUNT) and Column BB (TAXES) BOTH values will be convert based on selected Currency in (Column L). 2. If you choose "Partial Conversion" then Column BA (AMOUNT) only will be converted based on selected currency (Column L) and Column BB (TAXES) value (INR) will be added to the converted values.
Note on K154: gepadmin: 1. If you choose "Full Conversion" then Column BA (AMOUNT) and Column BB (TAXES) BOTH values will be convert based on selected Currency in (Column L). 2. If you choose "Partial Conversion" then Column BA (AMOUNT) only will be converted based on selected currency (Column L) and Column BB (TAXES) value (INR) will be added to the converted values.
Note on K155: gepadmin: 1. If you choose "Full Conversion" then Column BA (AMOUNT) and Column BB (TAXES) BOTH values will be convert based on selected Currency in (Column L). 2. If you choose "Partial Conversion" then Column BA (AMOUNT) only will be converted based on selected currency (Column L) and Column BB (TAXES) value (INR) will be added to the converted values.
Note on K165: gepadmin: 1. If you choose "Full Conversion" then Column BA (AMOUNT) and Column BB (TAXES) BOTH values will be convert based on selected Currency in (Column L). 2. If you choose "Partial Conversion" then Column BA (AMOUNT) only will be converted based on selected currency (Column L) and Column BB (TAXES) value (INR) will be added to the converted values.
Note on K171: gepadmin: 1. If you choose "Full Conversion" then Column BA (AMOUNT) and Column BB (TAXES) BOTH values will be convert based on selected Currency in (Column L). 2. If you choose "Partial Conversion" then Column BA (AMOUNT) only will be converted based on selected currency (Column L) and Column BB (TAXES) value (INR) will be added to the converted values.
Note on K172: gepadmin: 1. If you choose "Full Conversion" then Column BA (AMOUNT) and Column BB (TAXES) BOTH values will be convert based on selected Currency in (Column L). 2. If you choose "Partial Conversion" then Column BA (AMOUNT) only will be converted based on selected currency (Column L) and Column BB (TAXES) value (INR) will be added to the converted values.
Note on K176: gepadmin: 1. If you choose "Full Conversion" then Column BA (AMOUNT) and Column BB (TAXES) BOTH values will be convert based on selected Currency in (Column L). 2. If you choose "Partial Conversion" then Column BA (AMOUNT) only will be converted based on selected currency (Column L) and Column BB (TAXES) value (INR) will be added to the converted values.
Note on K177: gepadmin: 1. If you choose "Full Conversion" then Column BA (AMOUNT) and Column BB (TAXES) BOTH values will be convert based on selected Currency in (Column L). 2. If you choose "Partial Conversion" then Column BA (AMOUNT) only will be converted based on selected currency (Column L) and Column BB (TAXES) value (INR) will be added to the converted values.
Note on K178: gepadmin: 1. If you choose "Full Conversion" then Column BA (AMOUNT) and Column BB (TAXES) BOTH values will be convert based on selected Currency in (Column L). 2. If you choose "Partial Conversion" then Column BA (AMOUNT) only will be converted based on selected currency (Column L) and Column BB (TAXES) value (INR) will be added to the converted values.
Note on K182: gepadmin: 1. If you choose "Full Conversion" then Column BA (AMOUNT) and Column BB (TAXES) BOTH values will be convert based on selected Currency in (Column L). 2. If you choose "Partial Conversion" then Column BA (AMOUNT) only will be converted based on selected currency (Column L) and Column BB (TAXES) value (INR) will be added to the converted values.
Note on K183: gepadmin: 1. If you choose "Full Conversion" then Column BA (AMOUNT) and Column BB (TAXES) BOTH values will be convert based on selected Currency in (Column L). 2. If you choose "Partial Conversion" then Column BA (AMOUNT) only will be converted based on selected currency (Column L) and Column BB (TAXES) value (INR) will be added to the converted values.
Note on K192: gepadmin: 1. If you choose "Full Conversion" then Column BA (AMOUNT) and Column BB (TAXES) BOTH values will be convert based on selected Currency in (Column L). 2. If you choose "Partial Conversion" then Column BA (AMOUNT) only will be converted based on selected currency (Column L) and Column BB (TAXES) value (INR) will be added to the converted values.
Note on K204: gepadmin: 1. If you choose "Full Conversion" then Column BA (AMOUNT) and Column BB (TAXES) BOTH values will be convert based on selected Currency in (Column L). 2. If you choose "Partial Conversion" then Column BA (AMOUNT) only will be converted based on selected currency (Column L) and Column BB (TAXES) value (INR) will be added to the converted values.
Note on K215: gepadmin: 1. If you choose "Full Conversion" then Column BA (AMOUNT) and Column BB (TAXES) BOTH values will be convert based on selected Currency in (Column L). 2. If you choose "Partial Conversion" then Column BA (AMOUNT) only will be converted based on selected currency (Column L) and Column BB (TAXES) value (INR) will be added to the converted values.
Note on K219: gepadmin: 1. If you choose "Full Conversion" then Column BA (AMOUNT) and Column BB (TAXES) BOTH values will be convert based on selected Currency in (Column L). 2. If you choose "Partial Conversion" then Column BA (AMOUNT) only will be converted based on selected currency (Column L) and Column BB (TAXES) value (INR) will be added to the converted values.
Note on K220: gepadmin: 1. If you choose "Full Conversion" then Column BA (AMOUNT) and Column BB (TAXES) BOTH values will be convert based on selected Currency in (Column L). 2. If you choose "Partial Conversion" then Column BA (AMOUNT) only will be converted based on selected currency (Column L) and Column BB (TAXES) value (INR) will be added to the converted values.
Note on K17: gepadmin: 1. If you choose "Full Conversion" then Column BA (AMOUNT) and Column BB (TAXES) BOTH values will be convert based on selected Currency in (Column L). 2. If you choose "Partial Conversion" then Column BA (AMOUNT) only will be converted based on selected currency (Column L) and Column BB (TAXES) value (INR) will be added to the converted values.
Note on K20: gepadmin: 1. If you choose "Full Conversion" then Column BA (AMOUNT) and Column BB (TAXES) BOTH values will be convert based on selected Currency in (Column L). 2. If you choose "Partial Conversion" then Column BA (AMOUNT) only will be converted based on selected currency (Column L) and Column BB (TAXES) value (INR) will be added to the converted values.
Note on K40: gepadmin: 1. If you choose "Full Conversion" then Column BA (AMOUNT) and Column BB (TAXES) BOTH values will be convert based on selected Currency in (Column L). 2. If you choose "Partial Conversion" then Column BA (AMOUNT) only will be converted based on selected currency (Column L) and Column BB (TAXES) value (INR) will be added to the converted values.
Note on K49: gepadmin: 1. If you choose "Full Conversion" then Column BA (AMOUNT) and Column BB (TAXES) BOTH values will be convert based on selected Currency in (Column L). 2. If you choose "Partial Conversion" then Column BA (AMOUNT) only will be converted based on selected currency (Column L) and Column BB (TAXES) value (INR) will be added to the converted values.
Note on K50: gepadmin: 1. If you choose "Full Conversion" then Column BA (AMOUNT) and Column BB (TAXES) BOTH values will be convert based on selected Currency in (Column L). 2. If you choose "Partial Conversion" then Column BA (AMOUNT) only will be converted based on selected currency (Column L) and Column BB (TAXES) value (INR) will be added to the converted values.
Note on K55: gepadmin: 1. If you choose "Full Conversion" then Column BA (AMOUNT) and Column BB (TAXES) BOTH values will be convert based on selected Currency in (Column L). 2. If you choose "Partial Conversion" then Column BA (AMOUNT) only will be converted based on selected currency (Column L) and Column BB (TAXES) value (INR) will be added to the converted values.
Note on K69: gepadmin: 1. If you choose "Full Conversion" then Column BA (AMOUNT) and Column BB (TAXES) BOTH values will be convert based on selected Currency in (Column L). 2. If you choose "Partial Conversion" then Column BA (AMOUNT) only will be converted based on selected currency (Column L) and Column BB (TAXES) value (INR) will be added to the converted values.
Note on K74: gepadmin: 1. If you choose "Full Conversion" then Column BA (AMOUNT) and Column BB (TAXES) BOTH values will be convert based on selected Currency in (Column L). 2. If you choose "Partial Conversion" then Column BA (AMOUNT) only will be converted based on selected currency (Column L) and Column BB (TAXES) value (INR) will be added to the converted values.
Note on K79: gepadmin: 1. If you choose "Full Conversion" then Column BA (AMOUNT) and Column BB (TAXES) BOTH values will be convert based on selected Currency in (Column L). 2. If you choose "Partial Conversion" then Column BA (AMOUNT) only will be converted based on selected currency (Column L) and Column BB (TAXES) value (INR) will be added to the converted values.
Note on K85: gepadmin: 1. If you choose "Full Conversion" then Column BA (AMOUNT) and Column BB (TAXES) BOTH values will be convert based on selected Currency in (Column L). 2. If you choose "Partial Conversion" then Column BA (AMOUNT) only will be converted based on selected currency (Column L) and Column BB (TAXES) value (INR) will be added to the converted values.
Note on K89: gepadmin: 1. If you choose "Full Conversion" then Column BA (AMOUNT) and Column BB (TAXES) BOTH values will be convert based on selected Currency in (Column L). 2. If you choose "Partial Conversion" then Column BA (AMOUNT) only will be converted based on selected currency (Column L) and Column BB (TAXES) value (INR) will be added to the converted values.
Note on K92: gepadmin: 1. If you choose "Full Conversion" then Column BA (AMOUNT) and Column BB (TAXES) BOTH values will be convert based on selected Currency in (Column L). 2. If you choose "Partial Conversion" then Column BA (AMOUNT) only will be converted based on selected currency (Column L) and Column BB (TAXES) value (INR) will be added to the converted values.
Note on K101: gepadmin: 1. If you choose "Full Conversion" then Column BA (AMOUNT) and Column BB (TAXES) BOTH values will be convert based on selected Currency in (Column L). 2. If you choose "Partial Conversion" then Column BA (AMOUNT) only will be converted based on selected currency (Column L) and Column BB (TAXES) value (INR) will be added to the converted values.
Note on K110: gepadmin: 1. If you choose "Full Conversion" then Column BA (AMOUNT) and Column BB (TAXES) BOTH values will be convert based on selected Currency in (Column L). 2. If you choose "Partial Conversion" then Column BA (AMOUNT) only will be converted based on selected currency (Column L) and Column BB (TAXES) value (INR) will be added to the converted values.
Note on K121: gepadmin: 1. If you choose "Full Conversion" then Column BA (AMOUNT) and Column BB (TAXES) BOTH values will be convert based on selected Currency in (Column L). 2. If you choose "Partial Conversion" then Column BA (AMOUNT) only will be converted based on selected currency (Column L) and Column BB (TAXES) value (INR) will be added to the converted values.
Note on K126: gepadmin: 1. If you choose "Full Conversion" then Column BA (AMOUNT) and Column BB (TAXES) BOTH values will be convert based on selected Currency in (Column L). 2. If you choose "Partial Conversion" then Column BA (AMOUNT) only will be converted based on selected currency (Column L) and Column BB (TAXES) value (INR) will be added to the converted values.
Note on K131: gepadmin: 1. If you choose "Full Conversion" then Column BA (AMOUNT) and Column BB (TAXES) BOTH values will be convert based on selected Currency in (Column L). 2. If you choose "Partial Conversion" then Column BA (AMOUNT) only will be converted based on selected currency (Column L) and Column BB (TAXES) value (INR) will be added to the converted values.
Note on K132: gepadmin: 1. If you choose "Full Conversion" then Column BA (AMOUNT) and Column BB (TAXES) BOTH values will be convert based on selected Currency in (Column L). 2. If you choose "Partial Conversion" then Column BA (AMOUNT) only will be converted based on selected currency (Column L) and Column BB (TAXES) value (INR) will be added to the converted values.
Note on K137: gepadmin: 1. If you choose "Full Conversion" then Column BA (AMOUNT) and Column BB (TAXES) BOTH values will be convert based on selected Currency in (Column L). 2. If you choose "Partial Conversion" then Column BA (AMOUNT) only will be converted based on selected currency (Column L) and Column BB (TAXES) value (INR) will be added to the converted values.
Note on K144: gepadmin: 1. If you choose "Full Conversion" then Column BA (AMOUNT) and Column BB (TAXES) BOTH values will be convert based on selected Currency in (Column L). 2. If you choose "Partial Conversion" then Column BA (AMOUNT) only will be converted based on selected currency (Column L) and Column BB (TAXES) value (INR) will be added to the converted values.
Note on K98: gepadmin: 1. If you choose "Full Conversion" then Column BA (AMOUNT) and Column BB (TAXES) BOTH values will be convert based on selected Currency in (Column L). 2. If you choose "Partial Conversion" then Column BA (AMOUNT) only will be converted based on selected currency (Column L) and Column BB (TAXES) value (INR) will be added to the converted values.
Note on K146: gepadmin: 1. If you choose "Full Conversion" then Column BA (AMOUNT) and Column BB (TAXES) BOTH values will be convert based on selected Currency in (Column L). 2. If you choose "Partial Conversion" then Column BA (AMOUNT) only will be converted based on selected currency (Column L) and Column BB (TAXES) value (INR) will be added to the converted values.
Note on K179: gepadmin: 1. If you choose "Full Conversion" then Column BA (AMOUNT) and Column BB (TAXES) BOTH values will be convert based on selected Currency in (Column L). 2. If you choose "Partial Conversion" then Column BA (AMOUNT) only will be converted based on selected currency (Column L) and Column BB (TAXES) value (INR) will be added to the converted values.
Note on K180: gepadmin: 1. If you choose "Full Conversion" then Column BA (AMOUNT) and Column BB (TAXES) BOTH values will be convert based on selected Currency in (Column L). 2. If you choose "Partial Conversion" then Column BA (AMOUNT) only will be converted based on selected currency (Column L) and Column BB (TAXES) value (INR) will be added to the converted values.
Note on K181: gepadmin: 1. If you choose "Full Conversion" then Column BA (AMOUNT) and Column BB (TAXES) BOTH values will be convert based on selected Currency in (Column L). 2. If you choose "Partial Conversion" then Column BA (AMOUNT) only will be converted based on selected currency (Column L) and Column BB (TAXES) value (INR) will be added to the converted values.
Note on K184: gepadmin: 1. If you choose "Full Conversion" then Column BA (AMOUNT) and Column BB (TAXES) BOTH values will be convert based on selected Currency in (Column L). 2. If you choose "Partial Conversion" then Column BA (AMOUNT) only will be converted based on selected currency (Column L) and Column BB (TAXES) value (INR) will be added to the converted values.
Note on K185: gepadmin: 1. If you choose "Full Conversion" then Column BA (AMOUNT) and Column BB (TAXES) BOTH values will be convert based on selected Currency in (Column L). 2. If you choose "Partial Conversion" then Column BA (AMOUNT) only will be converted based on selected currency (Column L) and Column BB (TAXES) value (INR) will be added to the converted values.
Note on K190: gepadmin: 1. If you choose "Full Conversion" then Column BA (AMOUNT) and Column BB (TAXES) BOTH values will be convert based on selected Currency in (Column L). 2. If you choose "Partial Conversion" then Column BA (AMOUNT) only will be converted based on selected currency (Column L) and Column BB (TAXES) value (INR) will be added to the converted values.
Note on K200: gepadmin: 1. If you choose "Full Conversion" then Column BA (AMOUNT) and Column BB (TAXES) BOTH values will be convert based on selected Currency in (Column L). 2. If you choose "Partial Conversion" then Column BA (AMOUNT) only will be converted based on selected currency (Column L) and Column BB (TAXES) value (INR) will be added to the converted values.
Note on K206: gepadmin: 1. If you choose "Full Conversion" then Column BA (AMOUNT) and Column BB (TAXES) BOTH values will be convert based on selected Currency in (Column L). 2. If you choose "Partial Conversion" then Column BA (AMOUNT) only will be converted based on selected currency (Column L) and Column BB (TAXES) value (INR) will be added to the converted values.
Note on K193: gepadmin: 1. If you choose "Full Conversion" then Column BA (AMOUNT) and Column BB (TAXES) BOTH values will be convert based on selected Currency in (Column L). 2. If you choose "Partial Conversion" then Column BA (AMOUNT) only will be converted based on selected currency (Column L) and Column BB (TAXES) value (INR) will be added to the converted values.

## Macros
Please Enable Macros to View BoQ information