## BoQ1 (hidden)
Percentage BoQ
BoQ_Ver3.0 | Percentage | Normal | INR Only | INR
Select, At Par, Excess (+), Less (-) |  | IOCL
Tender Inviting Authority: The Additional Chief Engineer, WBPHIDCL
Name of Work: Repair, renovation of 3 nos. officers quarters and 2 nos. of LS quarters at Kultali PS in Baruipur PD under the district of South 24 Parganas.
Contract No: WBPHIDCL/Addl.CE/NIT- 136(e)/2019-2020 (1st Call) Sl. No. 1
Bidder Name :
PRICE SCHEDULE (This BOQ template must not be modified/replaced by the bidder and the same should be uploaded after filling the relevent columns, else the bidder is liable to be rejected for this tender. Bidders are allowed to enter the Bidder Name and Values only )
NUMBER # | TEXT # | TEXT # | NUMBER # | TEXT # | NUMBER | NUMBER | TEXT | TEXT # | NUMBER # | TEXT# | TEXT # | NUMBER # | NUMBER | NUMBER | NUMBER | NUMBER | TEXT | TEXT | NUMBER | NUMBER | NUMBER | NUMBER | TEXT | TEXT | NUMBER | NUMBER | NUMBER | NUMBER | TEXT | TEXT | NUMBER | NUMBER | NUMBER | NUMBER | TEXT | TEXT | NUMBER | NUMBER | NUMBER | NUMBER | TEXT | TEXT | NUMBER | NUMBER | NUMBER # | NUMBER # | TEXT | TEXT | NUMBER # | NUMBER # | DATE | NUMBER # | NUMBER # | TEXT #
Sl. No. | Item Description | Item Code / Make | Quantity | Units | Estimated Rate |  |  | Addition / Deduction | Addition / Deduction Values | Currency Convertion against each Item | Quoted Currency in INR / Other Currency | BASIC RATE In Figures To be entered by the Bidder Rs. P | Excise Duty | VAT | Freight Charges ( Unloading & Stacking) | Any Other Taxes/Duties/Levies |  |  | Other Taxes 2 | IIIrd Party i.e DGS&D / RITES etc Inspection Charges @0.34%+Service Tax | Less for Cenvat Credit,if any respect of Supplies Under full Excise Duty Category | [30 empty] | TOTAL AMOUNT With Taxes | TOTAL AMOUNT With Taxes | TOTAL AMOUNT In Words
1 | 2 | 3 | 4 | 5 | 6 | 7 | 8 | 9 | 10 | 11 | 12 | 13 | 14 | 15 | 16 | 17 | 18 | 19 | 20 | 21 | 22 | 23 | 24 | 25 | 26 | 27 | 28 | 29 | 30 | 31 | 32 | 33 | 34 | 35 | 36 | 37 | 38 | 39 | 40 | 41 | 42 | 43 | 44 | 45 | 46 | 47 | 48 | 49 | 50 | 51 | 52 | 53 | 54 | 55
1 | Civil works | BI01010001010000000000000515BI0100001112 | [56 empty] | 1 | Construction of chamber for 100mm sluices valve | item1 | 10 | 1 Nos
2 | Stripping off worn out plaster and raking out joints of walls, celings etc. upto any height and in any floor including removing rubbish within a lead of 75m as directed. | BI01010001010000000000000515BI0100001113 | 2000 | Sqm. | 21.49 |  |  | Excess(+) | 1 | Full Conversion | INR | [40 empty] | 42980 | 42980 | INR Forty Two Thousand Nine Hundred & Eighty Only | 10 | 11.31 | 20000 | 24.3095 | 2 | Construction of chamber for 100mm sluices valve | item3 | 10 | Nos
3 | Dismantling R.C. floor, roof, beams etc. including cutting rods and removing rubbish as directed within a lead of 75 m. including stacking of steel bars. (a) In ground floor including roof. ground floor | BI01010001010000000000000515BI0100001114 | 5 | Cum. | 2212.63 |  |  | Excess(+) | 1 | Full Conversion | INR | [40 empty] | 11063.15 | 11063.15 | INR Eleven Thousand &Sixty Three and Paise Fifteen Only | 166 | 187.78 | 830 | 2502.9271 | 3 | Supplying, Conveying and fixing spls. Including ea | item4 | 10 | Nos
4 | Dismantling all types of plain cement concrete works, stacking serviceable materials at site and removing rubbish as directed within a lead of 75 m. In ground floor including roof. (a) upto 150 mm. thick ground floor | BI01010001010000000000000515BI0100001115 | 1 | Cum. | 1062.2 |  |  | Excess(+) | 1 | Full Conversion | INR | [40 empty] | 1062.2 | 1062.2 | INR One Thousand &Sixty Two and Paise Twenty Only | 119.27 | 134.92 | 119.27 | 1201.5606 | 1.01 | Supplying, Conveying and fixing spls. Including eart | item1 | 123.223 | Nos
5 | Dismantling all types of masonry excepting cement concrete plain or reinforced, stacking serviceable materials at site and removing rubbish as directed within a lead of 75 m. a) In ground floor including roof. ground floor | BI01010001010000000000000515BI0100001116 | 3 | Cum. | 505.65 |  |  | Excess(+) | 1 | Full Conversion | INR | [40 empty] | 1516.95 | 1516.95 | INR One Thousand Five Hundred & Sixteen and Paise Ninety Five Only | 192.38 | 217.62 | 577.14 | 571.9913 | 1.02 | Construction of chamber for 100mm sluice plates | item2 | 213 | Nos
6 | Removalof rubbish,earth etc.from the working site and disposal of thesame beyond the compound ,inconformity with the Municipal/Corporation Rules for such disposal, loading in to truckand cleaning the site in all respect as per direction of Engineer in charge | BI01010001010000000000000515BI0100001117 | 12 | CuM. | 187.78 |  |  | Excess(+) | 1 | Full Conversion | INR | [40 empty] | 2253.36 | 2253.36 | INR Two Thousand Two Hundred & Fifty Three and Paise Thirty Six Only | 77.54 | 87.71 | 930.48 | 212.4167 | 2 | Construction of chamber for 100mm sluices valve | item3 | 10 | Nos
7 | (I) Cement concrete with graded stone ballast (40 mm size excluding shuttering) In ground floor (A)With Pakur Variety 1:3:6 | BI01010001010000000000000515BI0100001118 | 1 | Cum. | 6081.33 |  |  | Excess(+) | 1 | Full Conversion | INR | [40 empty] | 6081.33 | 6081.33 | INR Six Thousand &Eighty One and Paise Thirty Three Only | 355.41 | 402.04 | 355.41 | 6879.2005 | 3 | Supplying, Conveying and fixing spls. Including ea | item4 | 10 | Nos
8 | Ordinary Cement concrete (mix 1:1.5:3) with graded stone chips (20 mm nominal size) excluding shuttering and reinforcement if any, in ground floor as per relevant IS codes. ground floor | BI01010001010000000000000515BI0100001119 | 19 | Cum. | 7219.32 |  |  | Excess(+) | 1 | Full Conversion | INR | [40 empty] | 137167.08 | 137167.08 | INR One Lakh Thirty Seven Thousand One Hundred & Sixty Seven and Paise Eight Only | 487.41 | 551.36 | 9260.79 | 8166.4948 | 1.01 | Supplying, Conveying and fixing spls. Including eart | item1 | 123.223 | Nos
9 | Reinforcement for reinforced concrete work in all sorts structure including distribution bars, stirrups, binders etc. including of rods initial straightening and removal of loose rust (if necessary), cutting to requisite length , hooking and bending with 16 gauge black annealed wire at every inter section, complete as per drawing and direction. (a) For works in foundation, basement and upto roof of ground floor / upto 4 m (i) Tor Steel / Mild Steel ( I ) SAIL / TATA / RINL GROUND FLOOR | BI01010001010000000000000515BI0100001120 | 1 | MT. | 80785.78 |  |  | Excess(+) | 1 | Full Conversion | INR | [40 empty] | 80785.78 | 80785.78 | INR Eighty Thousand Seven Hundred & Eighty Five and Paise Seventy Eight Only | 110 | 124.43 | 110 | 91384.8743
10 | Hire and labour charges for shuttering with centreing and necessary staging up to 4m using approved stout props thick hard wood planks of approved thickness with required bracing for concrete slabs, beams, columns, linteles curved or straight including fitting, fixing and striking out after complition of works upto roof og GF a) 25mm to 30mm thick wooden shuttering as per decision and direction of E.I.C Ground Floor | BI01010001010000000000000515BI0100001121 | 110 | Sqm | 378.95 |  |  | Excess(+) | 1 | Full Conversion | INR | [40 empty] | 41684.5 | 41684.5 | INR Forty One Thousand Six Hundred & Eighty Four and Paise Fifty Only | 266 | 300.9 | 29260 | 428.6682
11 | Brick work with 1st class bricks in cement mortar (1:6) (a) In foundation and plinth | BI01010001010000000000000515BI0100001122 | 1 | CuM. | 6123.19 |  |  | Excess(+) | 1 | Full Conversion | INR | [40 empty] | 6123.19 | 6123.19 | INR Six Thousand One Hundred & Twenty Three and Paise Nineteen Only | 40 | 45.25 | 40 | 6926.5525
12 | Brick work with 1st class bricks in cement mortar (1:6) in (b) Ground Floor Superstructure | BI01010001010000000000000515BI0100001123 | 4 | CuM. | 6375.44 |  |  | Excess(+) | 1 | Full Conversion | INR | [40 empty] | 25501.76 | 25501.76 | INR Twenty Five Thousand Five Hundred & One and Paise Seventy Six Only | 24 | 27.15 | 96 | 7211.8977
13 | 125 mm. thick brick work with 1st class bricks in cement mortar (1:4)in Ground floor | BI01010001010000000000000515BI0100001124 | 30 | SqM | 832.56 |  |  | Excess(+) | 1 | Full Conversion | INR | [40 empty] | 24976.8 | 24976.8 | INR Twenty Four Thousand Nine Hundred & Seventy Six and Paise Eighty Only | 4818.66 | 5450.87 | 144559.8 | 941.7919
14 | Labour for Chipping of concrete surface before taking up Plastering work. | BI01010001010000000000000515BI0100001125 | 250 | Sqm | 23.76 |  |  | Excess(+) | 1 | Full Conversion | INR | [40 empty] | 5940 | 5940 | INR Five Thousand Nine Hundred & Forty Only | 5920.24 | 6696.98 | 1480060 | 26.8773
15 | Supplying, fitting & fixing 1st quality Ceramic tiles in walls and floors to match with the existing work & 4 nos. of key stones (10mm) fixed with araldite at the back of each tile & finishing the joints with white cement mixed with colouring oxide if required to match the colour of tiles including roughening of concrete surface, if necessary or by synthetic adhesive & grout materials etc. (i) Coloured decorative With Sand Cement Mortar (1:4) 20 mm thick & 2 mm thick cement slurry at back side of tiles using cement @ 2.91 Kg/Sq.m & joint filling using white cement slurry @ 0.20kg/Sq.m. (A) Floor(b) Area of each tile above 0.09 Sq.m Ground floor | BI01010001010000000000000515BI0100001126 | 6 | Sq. M | 1040.7 |  |  | Excess(+) | 1 | Full Conversion | INR | [40 empty] | 6244.2 | 6244.2 | INR Six Thousand Two Hundred & Forty Four and Paise Twenty Only | 5940.24 | 6719.6 | 35641.44 | 1177.2398
16 | Supplying, fitting & fixing 1st quality Ceramic tiles in walls and floors to match with the existing work & 4 nos. of key stones (10mm) fixed with araldite at the back of each tile & finishing the joints with white cement mixed with colouring oxide if required to match the colour of tiles including roughening of concrete surface, if necessary or by synthetic adhesive & grout materials etc. (B) Wall With Sand Cement Mortar (1:3) 15 mm thick & 2 mm thick cement slurry at back side of tiles using cement @ 2.91 Kg/Sq.m & joint filling using white cement slurry @ 0.20kg/Sq.m.(b) Area of each tile above 0.09 Sq.m(i) Coloured decorative Ground floor | BI01010001010000000000000515BI0100001127 | 24 | Sq. M | 1254.5 |  |  | Excess(+) | 1 | Full Conversion | INR | [40 empty] | 30108 | 30108 | INR Thirty Thousand One Hundred & Eight Only | 5960.24 | 6742.22 | 143045.76 | 1419.0904
17 | Cement concrete (1:1.5:3) with graded stone chips 5.6 mm size with hexagonal square mesh wire netting, I.R.C. fabric mesh or X.P. M. fitted and fixed after tying the existing reinforcement on concrete without distributing the same and with proper scarping and cleaning the reinforcement and disturbed concrete with wire brush etc. after applying a coat of cement including the cost of wire netting I.R.C or X. P. M. & cost of all handling and scaffolding complete as per direction of Engineer-in -charge.a) 20 mm thick Ground floor | BI01010001010000000000000515BI0100001128 | 25 | Sq. M | 555.42 |  |  | Excess(+) | 1 | Full Conversion | INR | [40 empty] | 13885.5 | 13885.5 | INR Thirteen Thousand Eight Hundred & Eighty Five and Paise Fifty Only | 359 | 406.1 | 8975 | 628.2911
18 | Cleaning the exposed reinforcement preferably upto full diameter by wire brush, applying two coats of polymer based rust removing compound left for 24 hours, removing the coating and then applying two (2) coats of polymer modified anti corrosive protective coating formulated to inhibit the corrosion of reinforcement as per manufacturer's specification] | BI01010001010000000000000515BI0100001129 | 25 | Sq. M | 884.6 |  |  | Excess(+) | 1 | Full Conversion | INR | [40 empty] | 22115 | 22115 | INR Twenty Two Thousand One Hundred & Fifteen Only | 377 | 426.46 | 9425 | 1000.6595
19 | Applying epoxy based reactive joining agent for joining the old concrete with fresh concrete to be applied within manufacturer's specified time as per manufacturers specification. (0.4 Kg / m² of concrete surface). | BI01010001010000000000000515BI0100001130 | 25 | Sq. M | 349.54 |  |  | Excess(+) | 1 | Full Conversion | INR | [40 empty] | 8738.5 | 8738.5 | INR Eight Thousand Seven Hundred & Thirty Eight and Paise Fifty Only | 395 | 446.82 | 9875 | 395.3996
20 | Supplying and laying true to line and level vitrified tiles of approved brand (size not less than 600 mm X 600 mm X 10 mm thick) in floor, skirting etc. set in 20 mm sand cement mortar (1:4) and 2 mm thick cement slurry back side of tiles using cement @ 2.91Kg./sqM or using polymerised adhesive (6 mm thick layer applied directly over finished artificial stone floor/Mosaic etc without any backing course) laid after application slurry using 1.75 Kg of cement per sqM below mortar only, joints grouted with admixture of white cement and colouring pigment to match with colour of tiles / epoxy grout materials of approved make as directed and removal of wax coating of top surface of tiles with warm water and polishing the tiles using soft and dry cloth upto mirror finish complete including the cost of materials, labour and all other incidental charges complete true to the manufacturer's specification and direction of Engineer-in-Charge. (White cement, synthetic (I) With application slurry @1.75 kg/ Sq.m, 20 mm sand cement mortar (1:4) & 2 mm thick cement slurry at back side of tiles, 0.2 kg/ Sq.m white cement for joint filling with pigment. (B) Light Colour Ground floor | BI01010001010000000000000515BI0100001131 | 48 | Sq. M | 1453.59 |  |  | Excess(+) | 1 | Full Conversion | INR | [40 empty] | 69772.32 | 69772.32 | INR Sixty Nine Thousand Seven Hundred & Seventy Two and Paise Thirty Two Only | 71269 | 80619.49 | 3420912 | 1644.301
21 | Artificial stone in floor, dado, staircase etc with cement concrete (1:2:4) with stone chips, laid in panels as directed with topping made with ordinary or white cement (as necessary) and marble dust in proportion (1:2) including smooth finishing and rounding off corners including raking out joints or roughening of concrete surface and application of cement slurry before flooring works using cement @ 1.75 kg/sq.m all complete including all materials and labour. 3 mm. thick topping (High polishing grinding on this item is not permitted with ordinary cement). Using grey cement (iii) 35 mm. thick Ground floor | BI01010001010000000000000515BI0100001132 | 90 | Sqm | 381.21 |  |  | Excess(+) | 1 | Full Conversion | INR | [40 empty] | 34308.9 | 34308.9 | INR Thirty Four Thousand Three Hundred & Eight and Paise Ninety Only | 71699 | 81105.91 | 6452910 | 431.2248
22 | Supplying, fitting and fixing Black Stone slab used in Kitchen slab, alcove, wardrobe etc. laid and jointed with necessary adhesive Cement mortar (1:2) including grinding or polishing as per direction of Engineer-in -Charge in Ground Floor. | BI01010001010000000000000515BI0100001133 | 12 | Sqm | 727.36 |  |  | Excess(+) | 1 | Full Conversion | INR | [40 empty] | 8728.32 | 8728.32 | INR Eight Thousand Seven Hundred & Twenty Eight and Paise Thirty Two Only | 72129 | 81592.32 | 865548 | 822.7896
23 | Plaster (to wall, floor, ceiling etc.) with sand and cement mortar including rounding off or chamfering corners as directed and raking out joints including throating, nosing and drip course, scaffolding/staging where necessary (Ground floor).[Excluding cost of chipping over concrete surface] (ii)/c/ With 1:4 cement mortar ,c) 10 mm thick plaster. Ceiling Plaster Ground floor | BI01010001010000000000000515BI0100001134 | 480 | SqM | 150.45 |  |  | Excess(+) | 1 | Full Conversion | INR | [40 empty] | 72216 | 72216 | INR Seventy Two Thousand Two Hundred & Sixteen Only | 4243 | 4799.68 | 2036640 | 170.189
24 | Plaster (to wall, floor, ceiling etc.) with sand and cement mortar including rounding off or chamfering corners as directed and raking out joints including throating, nosing and drip course, scaffolding/staging where necessary (Ground floor).[Excluding cost of chipping over concrete surface] i)With 6:1 cement mortar b) 20mm thick plaster OUTSIDE Ground floor | BI01010001010000000000000515BI0100001135 | 750 | SqM | 197.96 |  |  | Excess(+) | 1 | Full Conversion | INR | [40 empty] | 148470 | 148470 | INR One Lakh Forty Eight Thousand Four Hundred & Seventy Only | 4354 | 4925.24 | 3265500 | 223.9324
25 | Plaster (to wall, floor, ceiling etc.) with sand and cement mortar including rounding off or chamfering corners as directed and raking out joints including throating, nosing and drip course, scaffolding/staging where necessary (Ground floor).[Excluding cost of chipping over concrete surface] i)With 6:1 cement mortar c) 15mm thick plaster INSIDE Ground floor | BI01010001010000000000000515BI0100001136 | 900 | SqM | 170.81 |  |  | Excess(+) | 1 | Full Conversion | INR | [40 empty] | 153729 | 153729 | INR One Lakh Fifty Three Thousand Seven Hundred & Twenty Nine Only | 4465 | 5050.81 | 4018500 | 193.2203
26 | Net Cement Punning above 1.5mm thick in Wall dado,Window Sill Floor and Drain etc Note Cement 0.152 cum 100 Sqmts Ground floor | BI01010001010000000000000515BI0100001137 | 40 | SqM | 38.46 |  |  | Excess(+) | 1 | Full Conversion | INR | [40 empty] | 1538.4 | 1538.4 | INR One Thousand Five Hundred & Thirty Eight and Paise Forty Only | 4576 | 5176.37 | 183040 | 43.506
27 | Removing old paint from blistered painted surface of steel or other metal by chipping including scraping and cleaning and exposing the original surface | BI01010001010000000000000515BI0100001138 | 90 | Sqm. | 53.17 |  |  | Excess(+) | 1 | Full Conversion | INR | [40 empty] | 4785.3 | 4785.3 | INR Four Thousand Seven Hundred & Eighty Five and Paise Thirty Only | 592 | 669.67 | 53280 | 60.1459
28 | Priming one coat on steel or other metal surface with synthetic oil bound primer of approved quality including smoothening surfaces by sand papering etc | BI01010001010000000000000515BI0100001139 | 90 | Sqm. | 32.8 |  |  | Excess(+) | 1 | Full Conversion | INR | [40 empty] | 2952 | 2952 | INR Two Thousand Nine Hundred & Fifty Two Only | 604 | 683.24 | 54360 | 37.1034
29 | Priming one coat on timber or plastered surface with synthetic oil bound primer of approved quality including smoothening surfaces by sand papering etc. | BI01010001010000000000000515BI0100001140 | 280 | Sqm. | 42.99 |  |  | Excess(+) | 1 | Full Conversion | INR | [40 empty] | 12037.2 | 12037.2 | INR Twelve Thousand &Thirty Seven and Paise Twenty Only | 616 | 696.82 | 172480 | 48.6303
30 | Painting with best quality synthetic enamel paint of approved make and brand including smoothening surface by sand papering etc. including using of approved putty etc. on the surface, if necessary : On timber or plastered surface. With super gloss (hi-gloss) - Two coats (with any shade except white) | BI01010001010000000000000515BI0100001141 | 90 | Sqm. | 91.63 |  |  | Excess(+) | 1 | Full Conversion | INR | [40 empty] | 8246.7 | 8246.7 | INR One Lakh Ninety Four Thousand &Forty Only | 186 | 210.4 | 16740 | 103.6519
31 | Painting with best quality synthetic enamel paint of approved make and brand including smoothening surface by sand papering etc. including using of approved putty etc. on the surface, if necessary : On steel or other metal surface. With super gloss (hi-gloss) - Two coats (with any shade except white) | BI01010001010000000000000515BI0100001142 | 280 | Sqm. | 89.36 |  |  | Excess(+) | 1 | Full Conversion | INR | [40 empty] | 25020.8 | 25020.8 | INR Twenty Five Thousand &Twenty and Paise Eighty Only | 21 | 23.76 | 5880 | 101.084
32 | Applying Interior grade Acrylic Primer of approved quality and brand on plastered or cencrete surface old or new surface to receive Distemper/ Acrylic emulsion paint including scraping and preparing the surface throughly, complete as per manufacturer's specification and as per direction of the EIC. (In Ground Floor)i) Water based interior grade Acrylic Primer(a) One Coat All floor | BI01010001010000000000000515BI0100001143 | 1050 | Sq.M | 34.84 |  |  | Excess(+) | 1 | Full Conversion | INR | [40 empty] | 36582 | 36582 | INR Thirty Six Thousand Five Hundred & Eighty Two Only | 75572 | 85487.05 | 79350600 | 39.411
33 | Applying Exterior grade Acrylic primer of approved quality and brand on plastered or cencrete surface old or new surface to receive decorative textured (matt finish) or smooth finish acrylic exterior emulsion paint including scraping and preparing the surface throughly, complete as per manufacturer's specification and as per direction of the EIC. (a) One Coat Ground floor | BI01010001010000000000000515BI0100001144 | 1000 | Sq.M | 35.52 |  |  | Excess(+) | 1 | Full Conversion | INR | [40 empty] | 35520 | 35520 | INR Thirty Five Thousand Five Hundred & Twenty Only | 75772 | 85713.29 | 75772000 | 40.1802
34 | Acrylic Distemper to interior wall, ceiling with a coat of solvent based interior grade acrylic primer (as per manufacturer's specification) including cleaning and smoothning of surface. Two Coats All floor | BI01010001010000000000000515BI0100001145 | 1050 | Sq.M | 79.18 |  |  | Excess(+) | 1 | Full Conversion | INR | [40 empty] | 83139 | 83139 | INR Eighty Three Thousand One Hundred & Thirty Nine Only | 75972 | 85939.53 | 79770600 | 89.5684
35 | Protective and Decorative Acrylic exterior emulsion paint of approved quality, as per manufacturer's specification and as per direction of Engineer-in-Charge to be applied over acrylic primer as required. The rate includes cost of material, labour, scaffolding and all incidental charges but excluding the cost of primer. In Ground floor (Two Coat) a) Normal Acrylic Emulsion Ground floor | BI01010001010000000000000515BI0100001146 | 1000 | Sq.M | 75.79 |  |  | Excess(+) | 1 | Full Conversion | INR | [40 empty] | 75790 | 75790 | INR Seventy Five Thousand Seven Hundred & Ninety Only | 3955 | 4473.9 | 3955000 | 85.7336
36 | White washing including cleaning and smoothening surface thoroughly.(b) Two coats (to be done on specific instruction). | BI01010001010000000000000515BI0100001147 | 900 | Sq.M | 20.52 |  |  | Excess(+) | 1 | Full Conversion | INR | [40 empty] | 18468 | 18468 | INR Eighteen Thousand Four Hundred & Sixty Eight Only | 3969 | 4489.73 | 3572100 | 23.2122
37 | Scraping of moss, blisters etc.thoroughly from exterior surface of walls necessitating the use of scraper, wire brush etc.(Payment against this item will be made only when this has been done on the specific direction of the Engineer-in-charge) All floor | BI01010001010000000000000515BI0100001148 | 249.84 | Sq.M | 7.92 |  |  | Excess(+) | 1 | Full Conversion | INR | [40 empty] | 1978.73 | 1978.73 | INR One Thousand Nine Hundred & Seventy Eight and Paise Seventy Three Only | 3983 | 4505.57 | 995112.72 | 8.9591
38 | Scraping and removing greasy soot from walls or ceiling of kitchen or similar smoke affected rooms and preparing the surface. All floor | BI01010001010000000000000515BI0100001149 | 200 | Sq.M | 12.44 |  |  | Excess(+) | 1 | Full Conversion | INR | [40 empty] | 2488 | 2488 | INR Two Thousand Four Hundred & Eighty Eight Only | 446 | 504.52 | 89200 | 14.0721
39 | Labour for taking out door and window frame including shutter for repair or replacement of different parts of the frame & refixing the same including mending good all damages complete. (Concrete and brick work for mending damage will be paid separately) upto 2.5 sqm. | BI01010001010000000000000515BI0100001150 | 35 | SqM | 134.61 |  |  | Excess(+) | 1 | Full Conversion | INR | [40 empty] | 4711.35 | 4711.35 | INR Four Thousand Seven Hundred & Eleven and Paise Thirty Five Only | 446 | 504.52 | 15610 | 152.2708
40 | a) M.S.or W.I. Ornamental grill of approved design joints continuously welded with M.S,W.I. Flats and bars of windows, railing etc. fitted and fixed with necessary screws and lugs in ground floor.(i) Grill weighing above 10 Kg./sq. Mtr upto 16kg/sq.mtr.GROUND FLOOR | BI01010001010000000000000515BI0100001151 | 1.5 | Qntl | 11185.31 |  |  | Excess(+) | 1 | Full Conversion | INR | [40 empty] | 16777.97 | 16777.97 | INR Sixteen Thousand Seven Hundred & Seventy Seven and Paise Ninety Seven Only | 446 | 504.52 | 669 | 12652.8227
41 | Supplying best Indian sheet glass panes set in putty and fitted and fixed with nails and putty complete. (In all floors for internal wall & upto 6 m height for external wall) (ii) 4 mm thick | BI01010001010000000000000515BI0100001152 | 10 | SqM | 606.32 |  |  | Excess(+) | 1 | Full Conversion | INR | [40 empty] | 6063.2 | 6063.2 | INR Six Thousand &Sixty Three and Paise Twenty Only | 2581 | 2919.63 | 25810 | 685.8692
42 | Wood work in door and window frame fitted and fixed in position complete including a protective coat of painting at the contact surface of the frame exluding cost of concrete, Iron Butt Hinges and M.S clamps. (The quantum should be correted upto three decimals). (e) Sal : Malayasian | BI01010001010000000000000515BI0100001153 | 0.3 | Cum. | 94136.2 |  |  | Excess(+) | 1 | Full Conversion | INR | [40 empty] | 28240.86 | 28240.86 | INR Twenty Eight Thousand Two Hundred & Forty and Paise Eighty Six Only | 2595 | 2935.46 | 778.5 | 106486.8694
43 | Supplying solid flush type doors of commercial quality, the timber frame consisting of top and bottom rails and side styles of well seasoned timber 65mm wide each and the entire frame fitted with 37.5mm wide battens places both ways in order to make the door of solid core and internal lipping with Garjan or similar wood veneers using phenol formaldehyde as glue etc. complete, including fitting, fixing shutters in position but excluding the cost of hinges and other fittings in ground floor. (a) 35 mm thick shutters (single leaf) | BI01010001010000000000000515BI0100001154 | 8.517 | SqM | 3007.86 |  |  | Excess(+) | 1 | Full Conversion | INR | [40 empty] | 25617.94 | 25617.94 | INR Twenty Five Thousand Six Hundred & Seventeen and Paise Ninety Four Only | 2609 | 2951.3 | 22220.85 | 3402.4912
44 | Panel shutters of door and window, as per design (each panel consisting of single plank without joint), including fitting and fixing the same in position but excluding the cost of hinge and other fittings. In ground floor. (In case of non-supply of single plank, penal rate of reduction of 20% will be made)(iii) 35mm thick shutters with 19mm thick panel of size 30 to 45 cm.(a) Ordinary Teak Wood. Ground Floor | BI01010001010000000000000515BI0100001155 | 15 | SqM | 4773.66 |  |  | Excess(+) | 1 | Full Conversion | INR | [40 empty] | 71604.9 | 71604.9 | INR Seventy One Thousand Six Hundred & Four and Paise Ninety Only | 122 | 138.01 | 1830 | 5399.9642
45 | Supplying fitting and fixing fibre reinforced polymer (FRP) Composite door frame as per approved section with glass fibre reinforced plastic moulded skins and a special sandwich core so as to import monolitaheic composite structure as per approved technology of Departmant of Science (DST) to satisfy IS : 4020 door testing performance . (ii) 66mm x 70mm | BI01010001010000000000000515BI0100001156 | 25 | Rm | 504.52 |  |  | Excess(+) | 1 | Full Conversion | INR | [40 empty] | 12613 | 12613 | INR Twelve Thousand Six Hundred & Thirteen Only | 126 | 142.53 | 3150 | 570.713
46 | Supplying, fitting & fixing fibre reinforced polymer (FRP) Composite door shutters as per approved design with glass fibre reinforced plastic moulded skins and a special sandwich core, so as to impart monolitaheic composite structure as per approved technology of Department of Science and Technology (DST) to satisfy IS:4020 door testing performance criteria.(ii) 25 mm thick | BI01010001010000000000000515BI0100001157 | 8 | SqM | 2919.63 |  |  | Excess(+) | 1 | Full Conversion | INR | [40 empty] | 23357.04 | 23357.04 | INR Twenty Three Thousand Three Hundred & Fifty Seven and Paise Four Only | 130 | 147.06 | 1040 | 3302.6855
47 | Anodised aliminium D-type handle of approved quality manufactured from extruded section conforming to I.S. specification (I.S. 230/72) fitted and fixed complete:(a) With continuous plate base (Hexagonal / Round rod) (v) 125 mm grip x 12 mm dia rod. | BI01010001010000000000000515BI0100001158 | 30 | Each | 116.51 |  |  | Excess(+) | 1 | Full Conversion | INR | [40 empty] | 3495.3 | 3495.3 | INR Three Thousand Four Hundred & Ninety Five and Paise Thirty Only | 153 | 173.07 | 4590 | 131.7961
48 | (v) Two point nose aluminium handle including fitting and fixing. | BI01010001010000000000000515BI0100001159 | 67 | Each | 66.74 |  |  | Excess(+) | 1 | Full Conversion | INR | [40 empty] | 4471.58 | 4471.58 | INR Four Thousand Four Hundred & Seventy One and Paise Fifty Eight Only | 157 | 177.6 | 10519 | 75.4963
49 | Supplying, fitting and fixing M.S. clamps for door and window frame made of flat bent bar, end bifurcated with necessary screws etc. by cement concrete(1:2:4) as per direction. (Cost of concrete will be paid separately). (a) 40mm X 6mm, 250mm Length | BI01010001010000000000000515BI0100001160 | 120 | Each | 32.8 |  |  | Excess(+) | 1 | Full Conversion | INR | [40 empty] | 3936 | 3936 | INR Three Thousand Nine Hundred & Thirty Six Only | 161 | 182.12 | 19320 | 37.1034
50 | Iron butt hinges of approved quality fitted and fixed with steel screws, with ISI mark 100mm X 50mm X 1.25mm | BI01010001010000000000000515BI0100001161 | 115 | Each | 48.64 |  |  | Excess(+) | 1 | Full Conversion | INR | [40 empty] | 5593.6 | 5593.6 | INR Five Thousand Five Hundred & Ninety Three and Paise Sixty Only | 135 | 152.71 | 15525 | 55.0216
51 | i) Iron hasp bolt of approved quality fitted and fixed complete (oxidised) with 16mm dia rod with centre bolt and round fitting.250mm long | BI01010001010000000000000515BI0100001162 | 10 | Each | 179.86 |  |  | Excess(+) | 1 | Full Conversion | INR | [40 empty] | 1798.6 | 1798.6 | INR One Thousand Seven Hundred & Ninety Eight and Paise Sixty Only | 139 | 157.24 | 1390 | 203.4576
52 | (ii) Anodised aluminium floor door stopper | BI01010001010000000000000515BI0100001163 | 10 | Each | 79.18 |  |  | Excess(+) | 1 | Full Conversion | INR | [40 empty] | 791.8 | 791.8 | INR Seven Hundred & Ninety One and Paise Eighty Only | 143 | 161.76 | 1430 | 89.5684
53 | Anodised aluminium barrel / tower /socket bolt (full covered) of approved manufractured from extructed section conforming to I.S. 204/74 fitted with cadmium plated screws. (iii) 100mm long x 10mm dia. bolt. | BI01010001010000000000000515BI0100001164 | 75 | Each | 59.95 |  |  | Excess(+) | 1 | Full Conversion | INR | [40 empty] | 4496.25 | 4496.25 | INR Four Thousand Four Hundred & Ninety Six and Paise Twenty Five Only | 34 | 38.46 | 2550 | 67.8154
54 | Anodised aluminium barrel / tower /socket bolt (full covered) of approved manufractured from extructed section conforming to I.S. 204/74 fitted with cadmium plated screws. (vi) 200mm long x 10mm dia. bolt. | BI01010001010000000000000515BI0100001165 | 20 | Each | 88.23 |  |  | Excess(+) | 1 | Full Conversion | INR | [40 empty] | 1764.6 | 1764.6 | INR One Thousand Seven Hundred & Sixty Four and Paise Sixty Only | 122 | 138.01 | 2440 | 99.8058
55 | Collapsible gate with 40mm x 40mm x 6mm Tee as top and bottom guide rail, 20mm x 10mm x 2mm vertical channels 100mm apart in fully stretched position 20mm x 5mm M.S. flats as collapsible bracings properly rivetted and washered including 38mm steel rollers including locking arrangements, fitted and fixed in position with lugs set in cement concrete and including cutting necessary holes, chasing etc. in walls, floors etc. and making good damages complete. In ground floor | BI01010001010000000000000515BI0100001166 | 6.5 | sqm. | 4898.1 |  |  | Excess(+) | 1 | Full Conversion | INR | [40 empty] | 31837.65 | 31837.65 | INR Thirty One Thousand Eight Hundred & Thirty Seven and Paise Sixty Five Only | 122.72 | 138.82 | 797.68 | 5540.7307
56 | (b) Applying 2 coats of Non-Toxic Acrylic Polymer modified Paint having adhesive & waterproofing properties by mixing in proportion (1 liquid: 4 cementitious material) or as per manufacturer's specification for water proofing layer in water tank etc. (No Departmental Cement is required) | BI01010001010000000000000515BI0100001167 | 480 | sq.m. | 291.85 |  |  | Excess(+) | 1 | Full Conversion | INR | [40 empty] | 140088 | 140088 | INR One Lakh Forty Thousand &Eighty Eight Only | 123.44 | 139.64 | 59251.2 | 330.1407
57 | SANITARY & PLUMBING WORKS Supply of UPVC pipes (B Type) and fittings conforming to IS-13592-1992 (A) (i) Single Socketed 3 Mtr. Length (a) 75 mm | BI01010001010000000000000515BI0100001168 | 6 | Mtr. | 221.72 |  |  | Excess(+) | 1 | Full Conversion | INR | [40 empty] | 1330.32 | 1330.32 | INR One Thousand Three Hundred & Thirty and Paise Thirty Two Only | 48.5 | 54.86 | 291 | 250.8097
58 | Supply of UPVC pipes (B Type) and fittings conforming to IS-13592-1992 (A) (i) Single Socketed 3 Mtr. Length b) 110 mm | BI01010001010000000000000515BI0100001169 | 36 | Mtr. | 330.31 |  |  | Excess(+) | 1 | Full Conversion | INR | [40 empty] | 11891.16 | 11891.16 | INR Eleven Thousand Eight Hundred & Ninety One and Paise Sixteen Only | 48.5 | 54.86 | 1746 | 373.6467
59 | Supply of UPVC pipes (B Type) and fittings conforming to IS-13592-1992 (A) (i) Single Socketed 3 Mtr. Length c) 160 mm | BI01010001010000000000000515BI0100001170 | 10 | Mtr. | 617.64 |  |  | Excess(+) | 1 | Full Conversion | INR | [40 empty] | 6176.4 | 6176.4 | INR Six Thousand One Hundred & Seventy Six and Paise Forty Only | 48.5 | 54.86 | 485 | 698.6744
60 | Supply of UPVC pipes (B Type) and fittings conforming to IS-13592-1992 (B) Fittings (i) Coupler (a) 75 mm | BI01010001010000000000000515BI0100001171 | 3 | Each | 52.04 |  |  | Excess(+) | 1 | Full Conversion | INR | [40 empty] | 156.12 | 156.12 | INR One Hundred & Fifty Six and Paise Twelve Only | 70 | 79.18 | 210 | 58.8676
61 | Supply of UPVC pipes (B Type) and fittings conforming to IS-13592-1992 (B) Fittings (i) Coupler b) 110 mm | BI01010001010000000000000515BI0100001172 | 6 | Each | 96.15 |  |  | Excess(+) | 1 | Full Conversion | INR | [40 empty] | 576.9 | 576.9 | INR Five Hundred & Seventy Six and Paise Ninety Only | 70 | 79.18 | 420 | 108.7649
62 | Supply of UPVC pipes (B Type) and fittings conforming to IS-13592-1992 (B) Fittings (i) Coupler c) 160 mm | BI01010001010000000000000515BI0100001173 | 5 | Each | 295.24 |  |  | Excess(+) | 1 | Full Conversion | INR | [40 empty] | 1476.2 | 1476.2 | INR One Thousand Four Hundred & Seventy Six and Paise Twenty Only | 70 | 79.18 | 350 | 333.9755
63 | Supply of UPVC pipes (B Type) and fittings conforming to IS-13592-1992 (B) Fittings (ii) Plain Tee (a) 75 mm | BI01010001010000000000000515BI0100001174 | 3 | Each | 52.04 |  |  | Excess(+) | 1 | Full Conversion | INR | [40 empty] | 156.12 | 156.12 | INR One Hundred & Fifty Six and Paise Twelve Only | 45.1 | 51.02 | 135.3 | 58.8676
64 | Supply of UPVC pipes (B Type) and fittings conforming to IS-13592-1992 (B) Fittings (ii) Plain Tee b) 110 mm | BI01010001010000000000000515BI0100001175 | 6 | Each | 96.15 |  |  | Excess(+) | 1 | Full Conversion | INR | [40 empty] | 576.9 | 576.9 | INR Five Hundred & Seventy Six and Paise Ninety Only | 45.81 | 51.82 | 274.86 | 108.7649
65 | Supply of UPVC pipes (B Type) and fittings conforming to IS-13592-1992 (B) Fittings (ii) Plain Tee c) 160 mm | BI01010001010000000000000515BI0100001176 | 3 | Each | 296.37 |  |  | Excess(+) | 1 | Full Conversion | INR | [40 empty] | 889.11 | 889.11 | INR Eight Hundred & Eighty Nine and Paise Eleven Only | 46.52 | 52.62 | 139.56 | 335.2537
66 | Supply of UPVC pipes (B Type) and fittings conforming to IS-13592-1992 (B) Fittings (iii) Door Tee (a) 75 mm | BI01010001010000000000000515BI0100001177 | 3 | Each | 114.25 |  |  | Excess(+) | 1 | Full Conversion | INR | [40 empty] | 342.75 | 342.75 | INR Three Hundred & Forty Two and Paise Seventy Five Only | 97 | 109.73 | 291 | 129.2396
67 | Supply of UPVC pipes (B Type) and fittings conforming to IS-13592-1992 (B) Fittings (iii) Door Tee b) 110 mm | BI01010001010000000000000515BI0100001178 | 6 | Each | 220.58 |  |  | Excess(+) | 1 | Full Conversion | INR | [40 empty] | 1323.48 | 1323.48 | INR One Thousand Three Hundred & Twenty Three and Paise Forty Eight Only | 97.71 | 110.53 | 586.26 | 249.5201
68 | Supply of UPVC pipes (B Type) and fittings conforming to IS-13592-1992 (B) Fittings (iii) Door Tee c) 160 mm | BI01010001010000000000000515BI0100001179 | 2 | Each | 581.44 |  |  | Excess(+) | 1 | Full Conversion | INR | [40 empty] | 1162.88 | 1162.88 | INR One Thousand One Hundred & Sixty Two and Paise Eighty Eight Only | 98.42 | 111.33 | 196.84 | 657.7249
69 | Supply of UPVC pipes (B Type) and fittings conforming to IS-13592-1992 (B) Fittings iv) Door Tee(LH) & (RH) (a) 75 mm | BI01010001010000000000000515BI0100001180 | 2 | Each | 201.35 |  |  | Excess(+) | 1 | Full Conversion | INR | [40 empty] | 402.7 | 402.7 | INR Four Hundred & Two and Paise Seventy Only | 29 | 32.8 | 58 | 227.7671
70 | Supply of UPVC pipes (B Type) and fittings conforming to IS-13592-1992 (B) Fittings iv) Door Tee(LH) & (RH) b) 110 mm | BI01010001010000000000000515BI0100001181 | 6 | Each | 352.93 |  |  | Excess(+) | 1 | Full Conversion | INR | [40 empty] | 2117.58 | 2117.58 | INR Two Thousand One Hundred & Seventeen and Paise Fifty Eight Only | 29 | 32.8 | 174 | 399.2344
71 | Supply of UPVC pipes (B Type) and fittings conforming to IS-13592-1992 (B) Fittings v) Plain Y (a) 75 mm | BI01010001010000000000000515BI0100001182 | 1 | Each | 115.38 |  |  | Excess(+) | 1 | Full Conversion | INR | [40 empty] | 115.38 | 115.38 | INR One Hundred & Fifteen and Paise Thirty Eight Only | 29 | 32.8 | 29 | 130.5179
72 | Supply of UPVC pipes (B Type) and fittings conforming to IS-13592-1992 (B) Fittings v) Plain Y b) 110 mm | BI01010001010000000000000515BI0100001183 | 4 | Each | 233.03 |  |  | Excess(+) | 1 | Full Conversion | INR | [40 empty] | 932.12 | 932.12 | INR Nine Hundred & Thirty Two and Paise Twelve Only | 38 | 42.99 | 152 | 263.6035
73 | Supply of UPVC pipes (B Type) and fittings conforming to IS-13592-1992 (B) Fittings v) Plain Y c) 160 mm | BI01010001010000000000000515BI0100001184 | 2 | Each | 659.49 |  |  | Excess(+) | 1 | Full Conversion | INR | [40 empty] | 1318.98 | 1318.98 | INR One Thousand Three Hundred & Eighteen and Paise Ninety Eight Only | 38 | 42.99 | 76 | 746.0151
74 | Supply of UPVC pipes (B Type) and fittings conforming to IS-13592-1992 (B) Fittings x) Bend 87.5º (a) 75 mm | BI01010001010000000000000515BI0100001185 | 4 | Each | 69 |  |  | Excess(+) | 1 | Full Conversion | INR | [40 empty] | 276 | 276 | INR Two Hundred & Seventy Six Only | 38 | 42.99 | 152 | 78.0528
75 | Supply of UPVC pipes (B Type) and fittings conforming to IS-13592-1992 (B) Fittings x) Bend 87.5º b) 110 mm | BI01010001010000000000000515BI0100001186 | 12 | Each | 135.74 |  |  | Excess(+) | 1 | Full Conversion | INR | [40 empty] | 1628.88 | 1628.88 | INR One Thousand Six Hundred & Twenty Eight and Paise Eighty Eight Only | 81 | 91.63 | 972 | 153.5491
76 | Supply of UPVC pipes (B Type) and fittings conforming to IS-13592-1992 (B) Fittings x) Bend 87.5º c) 160 mm | BI01010001010000000000000515BI0100001187 | 6 | Each | 382.35 |  |  | Excess(+) | 1 | Full Conversion | INR | [40 empty] | 2294.1 | 2294.1 | INR Two Thousand Two Hundred & Ninety Four and Paise Ten Only | 81 | 91.63 | 486 | 432.5143
77 | Supply of UPVC pipes (B Type) and fittings conforming to IS-13592-1992 (B) Fittings xi) Door Bend (T.S.) (a) 75 mm | BI01010001010000000000000515BI0100001188 | 2 | Each | 93.89 |  |  | Excess(+) | 1 | Full Conversion | INR | [40 empty] | 187.78 | 187.78 | INR One Hundred & Eighty Seven and Paise Seventy Eight Only | 81 | 91.63 | 162 | 106.2084
78 | Supply of UPVC pipes (B Type) and fittings conforming to IS-13592-1992 (B) Fittings xi) Door Bend (T.S.) b) 110 mm | BI01010001010000000000000515BI0100001189 | 8 | Each | 166.29 |  |  | Excess(+) | 1 | Full Conversion | INR | [40 empty] | 1330.32 | 1330.32 | INR One Thousand Three Hundred & Thirty and Paise Thirty Two Only | 79 | 89.36 | 632 | 188.1072
79 | Supply of UPVC pipes (B Type) and fittings conforming to IS-13592-1992 (B) Fittings xi) Door Bend (T.S.) c) 160 mm | BI01010001010000000000000515BI0100001190 | 2 | Each | 417.41 |  |  | Excess(+) | 1 | Full Conversion | INR | [40 empty] | 834.82 | 834.82 | INR Eight Hundred & Thirty Four and Paise Eighty Two Only | 79 | 89.36 | 158 | 472.1742
80 | Supply of UPVC pipes (B Type) and fittings conforming to IS-13592-1992 (B) Fittings xiv) Cross Tee with Door (a) 75 mm | BI01010001010000000000000515BI0100001191 | 2 | Each | 244.34 |  |  | Excess(+) | 1 | Full Conversion | INR | [40 empty] | 488.68 | 488.68 | INR Four Hundred & Eighty Eight and Paise Sixty Eight Only | 79 | 89.36 | 158 | 276.3974
81 | Supply of UPVC pipes (B Type) and fittings conforming to IS-13592-1992 (B) Fittings xiv) Cross Tee with Door b) 110 mm | BI01010001010000000000000515BI0100001192 | 2 | Each | 270.36 |  |  | Excess(+) | 1 | Full Conversion | INR | [40 empty] | 540.72 | 540.72 | INR Five Hundred & Forty and Paise Seventy Two Only | 894 | 1011.29 | 1788 | 305.8312
82 | Supply of UPVC pipes (B Type) and fittings conforming to IS-13592-1992 (B) Fittings xv) Vent Cowl (a) 75 mm | BI01010001010000000000000515BI0100001193 | 5 | Each | 28.28 |  |  | Excess(+) | 1 | Full Conversion | INR | [40 empty] | 141.4 | 141.4 | INR One Hundred & Forty One and Paise Forty Only | 899 | 1016.95 | 4495 | 31.9903
83 | Supply of UPVC pipes (B Type) and fittings conforming to IS-13592-1992 (B) Fittings xv) Vent Cowl b) 110 mm | BI01010001010000000000000515BI0100001194 | 10 | Each | 37.33 |  |  | Excess(+) | 1 | Full Conversion | INR | [40 empty] | 373.3 | 373.3 | INR Three Hundred & Seventy Three and Paise Thirty Only | 904 | 1022.6 | 9040 | 42.2277
84 | Supply of UPVC pipes (B Type) and fittings conforming to IS-13592-1992 (B) Fittings xv) Vent Cowl c) 160 mm | BI01010001010000000000000515BI0100001195 | 2 | Each | 64.48 |  |  | Excess(+) | 1 | Full Conversion | INR | [40 empty] | 128.96 | 128.96 | INR One Hundred & Twenty Eight and Paise Ninety Six Only | 1091 | 1234.14 | 2182 | 72.9398
85 | Supply of UPVC pipes (B Type) and fittings conforming to IS-13592-1992 (B) Fittings xvi) Pipe Clip (a) 75 mm | BI01010001010000000000000515BI0100001196 | 8 | Each | 18.1 |  |  | Excess(+) | 1 | Full Conversion | INR | [40 empty] | 144.8 | 144.8 | INR One Hundred & Forty Four and Paise Eighty Only | 1096 | 1239.8 | 8768 | 20.4747
86 | Supply of UPVC pipes (B Type) and fittings conforming to IS-13592-1992 (B) Fittings xvi) Pipe Clip b) 110 mm | BI01010001010000000000000515BI0100001197 | 36 | Each | 23.76 |  |  | Excess(+) | 1 | Full Conversion | INR | [40 empty] | 855.36 | 855.36 | INR Eight Hundred & Fifty Five and Paise Thirty Six Only | 1101 | 1245.45 | 39636 | 26.8773
87 | Supply of UPVC pipes (B Type) and fittings conforming to IS-13592-1992 (B) Fittings xvi) Pipe Clip c) 160 mm | BI01010001010000000000000515BI0100001198 | 10 | Each | 48.64 |  |  | Excess(+) | 1 | Full Conversion | INR | [40 empty] | 486.4 | 486.4 | INR Four Hundred & Eighty Six and Paise Forty Only | 1679 | 1899.28 | 16790 | 55.0216
88 | Supply of UPVC pipes (B Type) and fittings conforming to IS-13592-1992 (B) Fittings xIv) Round Jali 75 mm | BI01010001010000000000000515BI0100001199 | 10 | Each | 27.15 |  |  | Excess(+) | 1 | Full Conversion | INR | [40 empty] | 271.5 | 271.5 | INR Two Hundred & Seventy One and Paise Fifty Only | 1684 | 1904.94 | 16840 | 30.7121
89 | Supply of UPVC pipes (B Type) and fittings conforming to IS-13592-1992 (B) Fittings xIvi) Door Cap (a) 75 mm | BI01010001010000000000000515BI0100001200 | 5 | Each | 41.85 |  |  | Excess(+) | 1 | Full Conversion | INR | [40 empty] | 209.25 | 209.25 | INR Two Hundred & Nine and Paise Twenty Five Only | 1003 | 1134.59 | 5015 | 47.3407
90 | Supply of UPVC pipes (B Type) and fittings conforming to IS-13592-1992 (B) Fittings xIvi) Door Cap b) 110 mm | BI01010001010000000000000515BI0100001201 | 5 | Each | 57.69 |  |  | Excess(+) | 1 | Full Conversion | INR | [40 empty] | 288.45 | 288.45 | INR Two Hundred & Eighty Eight and Paise Forty Five Only | 1015 | 1148.17 | 5075 | 65.2589
91 | Labour for fitting and fixing U.P.V.C. pipes for above ground work including cost of jointing materials etc. fitting and fixing all necessary specials, cutting pipes, cutting holes in walls or R.C. floor where necessary and mending good all damages excluding the cost of masonry or concrete work, if necessary, but including the cost and fitting and fixing holder bat clamps (any floor) or for underground work including cutting trenches upto 1.5 metre and refilling the same complete as per direction of the Engineerin- charge. (Payment will be made on centre line measurement of the total pipeline including specials. (A) Above ground (i) 75 mm | BI01010001010000000000000515BI0100001202 | 4 | Mtr. | 50.9 |  |  | Excess(+) | 1 | Full Conversion | INR | [40 empty] | 203.6 | 203.6 | INR Two Hundred & Three and Paise Sixty Only | 1027 | 1161.74 | 4108 | 57.5781
92 | Labour for fitting and fixing U.P.V.C. pipes for above ground work including cost of jointing materials etc. fitting and fixing all necessary specials, cutting pipes, cutting holes in walls or R.C. floor where necessary and mending good all damages excluding the cost of masonry or concrete work, if necessary, but including the cost and fitting and fixing holder bat clamps (any floor) or for underground work including cutting trenches upto 1.5 metre and refilling the same complete as per direction of the Engineerin- charge. (Payment will be made on centre line measurement of the total pipeline including specials. (A) Above ground ii) 110 mm | BI01010001010000000000000515BI0100001203 | 30 | Mtr. | 64.48 |  |  | Excess(+) | 1 | Full Conversion | INR | [40 empty] | 1934.4 | 1934.4 | INR One Thousand Nine Hundred & Thirty Four and Paise Forty Only | 1142 | 1291.83 | 34260 | 72.9398
93 | Labour for fitting and fixing U.P.V.C. pipes for above ground work including cost of jointing materials etc. fitting and fixing all necessary specials, cutting pipes, cutting holes in walls or R.C. floor where necessary and mending good all damages excluding the cost of masonry or concrete work, if necessary, but including the cost and fitting and fixing holder bat clamps (any floor) or for underground work including cutting trenches upto 1.5 metre and refilling the same complete as per direction of the Engineerin- charge. (Payment will be made on centre line measurement of the total pipeline including specials. (A) Above ground iii) 160 mm | BI01010001010000000000000515BI0100001204 | 3 | Mtr. | 74.66 |  |  | Excess(+) | 1 | Full Conversion | INR | [40 empty] | 223.98 | 223.98 | INR Two Hundred & Twenty Three and Paise Ninety Eight Only | 1154 | 1305.4 | 3462 | 84.4554
94 | Labour for fitting and fixing U.P.V.C. pipes for above ground work including cost of jointing materials etc. fitting and fixing all necessary specials, cutting pipes, cutting holes in walls or R.C. floor where necessary and mending good all damages excluding the cost of masonry or concrete work, if necessary, but including the cost and fitting and fixing holder bat clamps (any floor) or for underground work including cutting trenches upto 1.5 metre and refilling the same complete as per direction of the Engineerin- charge. (Payment will be made on centre line measurement of the total pipeline including specials. (B) Under ground (i) 75 mm | BI01010001010000000000000515BI0100001205 | 2 | Mtr. | 82.58 |  |  | Excess(+) | 1 | Full Conversion | INR | [40 empty] | 165.16 | 165.16 | INR One Hundred & Sixty Five and Paise Sixteen Only | 1166 | 1318.98 | 2332 | 93.4145
95 | Labour for fitting and fixing U.P.V.C. pipes for above ground work including cost of jointing materials etc. fitting and fixing all necessary specials, cutting pipes, cutting holes in walls or R.C. floor where necessary and mending good all damages excluding the cost of masonry or concrete work, if necessary, but including the cost and fitting and fixing holder bat clamps (any floor) or for underground work including cutting trenches upto 1.5 metre and refilling the same complete as per direction of the Engineerin- charge. (Payment will be made on centre line measurement of the total pipeline including specials. (B) Under ground ii) 110 mm | BI01010001010000000000000515BI0100001206 | 6 | Mtr. | 95.02 | 53536 |  | Excess(+) | 1 | Full Conversion | INR | [40 empty] | 570.12 | 570.12 | INR Five Hundred & Seventy and Paise Twelve Only | 224 | 253.39 | 1344 | 107.4866
96 | Labour for fitting and fixing U.P.V.C. pipes for above ground work including cost of jointing materials etc. fitting and fixing all necessary specials, cutting pipes, cutting holes in walls or R.C. floor where necessary and mending good all damages excluding the cost of masonry or concrete work, if necessary, but including the cost and fitting and fixing holder bat clamps (any floor) or for underground work including cutting trenches upto 1.5 metre and refilling the same complete as per direction of the Engineerin- charge. (Payment will be made on centre line measurement of the total pipeline including specials. (B) Under ground iii) 160 mm | BI01010001010000000000000515BI0100001207 | 7 | Mtr. | 105.2 | 48070 |  | Excess(+) | 1 | Full Conversion | INR | [40 empty] | 736.4 | 736.4 | INR Seven Hundred & Thirty Six and Paise Forty Only | 209 | 236.42 | 1463 | 119.0022
97 | Supplying, fitting and fixing PVC pipes of approved makeof (medium duty) conforming to ASTMD - 1785 and threaded to match with GI Pipes as per IS : 1239 (Part - I). with all necessary accessories, specials viz. socket, bend, tee, union, cross, elbo, nipple, longscrew, reducing socket, reducing tee, short piece etc. fitted with holder bats clamps, including cutting pipes, making threads,fitting, fixing etc. complete in all respect including cost of all necessary fittings as required,jointing materials and two coats of painting with approved paint in any position above ground. (Payment will be made on the centre line measurements of total pipe line including all specials. No separate payment will be made for accesories, specials. Payment for painting will be made seperately) Supreem made (a) For Exposed Work -- PVC Pipes (Dia) 32mm | BI01010001010000000000000515BI0100001208 | 5 | Mtr. | 266.96 | 10288 |  | Excess(+) | 1 | Full Conversion | INR | [40 empty] | 1334.8 | 1334.8 | INR One Thousand Three Hundred & Thirty Four and Paise Eighty Only | 643 | 727.36 | 3215 | 301.9852
98 | Supplying, fitting and fixing PVC pipes of approved makeof (medium duty) conforming to ASTMD - 1785 and threaded to match with GI Pipes as per IS : 1239 (Part - I). with all necessary accessories, specials viz. socket, bend, tee, union, cross, elbo, nipple, longscrew, reducing socket, reducing tee, short piece etc. fitted with holder bats clamps, including cutting pipes, making threads,fitting, fixing etc. complete in all respect including cost of all necessary fittings as required,jointing materials and two coats of painting with approved paint in any position above ground. (Payment will be made on the centre line measurements of total pipe line including all specials. No separate payment will be made for accesories, specials. Payment for painting will be made seperately) Supreem made (a) For Exposed Work -- PVC Pipes (Dia) 25mm | BI01010001010000000000000515BI0100001209 | 30 | Mtr. | 200.22 |  |  | Excess(+) | 1 | Full Conversion | INR | [40 empty] | 6006.6 | 6006.6 | INR Six Thousand &Six and Paise Sixty Only | 3321 | 3756.72 | 99630 | 226.4889
99 | Supplying, fitting and fixing PVC pipes of approved makeof (medium duty) conforming to ASTMD - 1785 and threaded to match with GI Pipes as per IS : 1239 (Part - I). with all necessary accessories, specials viz. socket, bend, tee, union, cross, elbo, nipple, longscrew, reducing socket, reducing tee, short piece etc. fitted with holder bats clamps, including cutting pipes, making threads,fitting, fixing etc. complete in all respect including cost of all necessary fittings as required,jointing materials and two coats of painting with approved paint in any position above ground. (Payment will be made on the centre line measurements of total pipe line including all specials. No separate payment will be made for accesories, specials. Payment for painting will be made seperately) Supreem made (a) For Exposed Work -- PVC Pipes (Dia) 20mm | BI01010001010000000000000515BI0100001210 | 5 | Mtr. | 145.92 |  |  | Excess(+) | 1 | Full Conversion | INR | [40 empty] | 729.6 | 729.6 | INR Seven Hundred & Twenty Nine and Paise Sixty Only | 536 | 606.32 | 2680 | 165.0647
100 | Supplying, fitting and fixing PVC pipes of approved makeof (medium duty) conforming to ASTMD - 1785 and threaded to match with GI Pipes as per IS : 1239 (Part - I). with all necessary accessories, specials viz. socket, bend, tee, union, cross, elbo, nipple, longscrew, reducing socket, reducing tee, short piece etc. fitted with holder bats clamps, including cutting pipes, making threads,fitting, fixing etc. complete in all respect including cost of all necessary fittings as required,jointing materials and two coats of painting with approved paint in any position above ground. (Payment will be made on the centre line measurements of total pipe line including all specials. No separate payment will be made for accesories, specials. Payment for painting will be made seperately) Supreem made (a) For Exposed Work -- PVC Pipes (Dia) 15mm | BI01010001010000000000000515BI0100001211 | 5 | Mtr. | 114.25 |  |  | Excess(+) | 1 | Full Conversion | INR | [40 empty] | 571.25 | 571.25 | INR Five Hundred & Seventy One and Paise Twenty Five Only | 536 | 606.32 | 2680 | 129.2396
101 | Supplying, fitting and fixing Peet's valve fullway gunmetal standard pattern best quality of approved brand bearing I.S.I. marking with fittings (tested to 21 kg per sq. cm.). 32mm | BI01010001010000000000000515BI0100001212 | 2 | Each | 1423.05 |  |  | Excess(+) | 1 | Full Conversion | INR | [40 empty] | 2846.1 | 2846.1 | INR Two Thousand Eight Hundred & Forty Six and Paise Ten Only | 536 | 606.32 | 1072 | 1609.7542
102 | Supplying, fitting and fixing Peet's valve fullway gunmetal standard pattern best quality of approved brand bearing I.S.I. marking with fittings (tested to 21 kg per sq. cm.). 25mm | BI01010001010000000000000515BI0100001213 | 3 | Each | 1031.65 |  |  | Excess(+) | 1 | Full Conversion | INR | [40 empty] | 3094.95 | 3094.95 | INR Three Thousand &Ninety Four and Paise Ninety Five Only | 67 | 75.79 | 201 | 1167.0025
103 | Supplying, fitting and fixing Peet's valve fullway gunmetal standard pattern best quality of approved brand bearing I.S.I. marking with fittings (tested to 21 kg per sq. cm.). 20mm | BI01010001010000000000000515BI0100001214 | 4 | Each | 743.2 |  |  | Excess(+) | 1 | Full Conversion | INR | [40 empty] | 2972.8 | 2972.8 | INR Two Thousand Nine Hundred & Seventy Two and Paise Eighty Only | 218 | 246.6 | 872 | 840.7078
104 | Supplying, fitting and fixing Peet's valve fullway gunmetal standard pattern best quality of approved brand bearing I.S.I. marking with fittings (tested to 21 kg per sq. cm.). 15mm | BI01010001010000000000000515BI0100001215 | 2 | Each | 589.36 |  |  | Excess(+) | 1 | Full Conversion | INR | [40 empty] | 1178.72 | 1178.72 | INR One Thousand One Hundred & Seventy Eight and Paise Seventy Two Only | 195 | 220.58 | 390 | 666.684
105 | Supplying, fitting and fixing white vitreous china best quality approved make wash basin with C.I. brackets on 75 mm X 75 mm wooden blocks, C.P. waste fittings of 32 mm dia., one approved quality brass C.P. pillar cock of 15 mm dia., C.P. chain with rubber plug of 30 mm dia., approved quality P.V.C. waste pipe with C.P. nut 32 mm dia., 900 mm long approved quality P.V.C. connection pipe with heavy brass C.P. nut including mending good all damages and painting the brackets with two coats of approved paint. 550 mm X 400 mm size | BI01010001010000000000000515BI0100001216 | 3 | Each | 2497.69 |  |  | Excess(+) | 1 | Full Conversion | INR | [40 empty] | 7493.07 | 7493.07 | INR Seven Thousand Four Hundred & Ninety Three and Paise Seven Only | 311 | 351.8 | 933 | 2825.3869
106 | Supplying, fitting and fixing pedestal of approved make for wash basin (white) | BI01010001010000000000000515BI0100001217 | 3 | Each | 1693.41 |  |  | Excess(+) | 1 | Full Conversion | INR | [40 empty] | 5080.23 | 5080.23 | INR Five Thousand &Eighty and Paise Twenty Three Only | 270 | 305.42 | 810 | 1915.5854
107 | Supplying, fitting and fixing Anglo-Indian W.C. in white glazed vitreous china ware of approved make complete in position with necessary bolts, nuts etc. With 'P' trap (without vent) | BI01010001010000000000000515BI0100001218 | 3 | Each | 3482.96 |  |  | Excess(+) | 1 | Full Conversion | INR | [40 empty] | 10448.88 | 10448.88 | INR Ten Thousand Four Hundred & Forty Eight and Paise Eighty Eight Only | 117 | 132.35 | 351 | 3939.9244
108 | Dismantling Orissa pattern W.C. including taking out of base concrete, if necessary, complete. | BI01010001010000000000000515BI0100001219 | 3 | each | 50.9 |  |  | Excess(+) | 1 | Full Conversion | INR | [40 empty] | 152.7 | 152.7 | INR One Hundred & Fifty Two and Paise Seventy Only | 119 | 134.61 | 357 | 57.5781
109 | Cleaning E.P. or Anglo-Indian W.C. with acid. | BI01010001010000000000000515BI0100001220 | 6 | each | 30.54 |  |  | Excess(+) | 1 | Full Conversion | INR | [40 empty] | 183.24 | 183.24 | INR One Hundred & Eighty Three and Paise Twenty Four Only | 148 | 167.42 | 888 | 34.5468
110 | Removing chokage of water closet. | BI01010001010000000000000515BI0100001221 | 4 | each | 29.41 |  |  | Excess(+) | 1 | Full Conversion | INR | [40 empty] | 117.64 | 117.64 | INR One Hundred & Seventeen and Paise Sixty Four Only | 810 | 916.27 | 3240 | 33.2686
111 | Supplying,fitting and fixing 32 mm dia. Flush Pipe of approved make with necessary fixing materials and clamps complete. Polythene Flush Pipe | BI01010001010000000000000515BI0100001222 | 3 | Each | 175.34 |  |  | Excess(+) | 1 | Full Conversion | INR | [40 empty] | 526.02 | 526.02 | INR Five Hundred & Twenty Six and Paise Two Only | 696 | 787.32 | 2088 | 198.3446
112 | Supplying,fitting and fixing approved brand P.V.C. CONNECTOR white flexible, with both ends coupling with heavy brass C.P. nut, 15 mm dia. 900 mm long | BI01010001010000000000000515BI0100001223 | 3 | Each | 166.29 |  |  | Excess(+) | 1 | Full Conversion | INR | [40 empty] | 498.87 | 498.87 | INR Four Hundred & Ninety Eight and Paise Eighty Seven Only | 941 | 1064.46 | 2823 | 188.1072
113 | Supplying,fitting and fixing approved brand 32 mm dia.P.V.C. waste pipe, with PVC coupling at one end fitted with necessary clamps. 1050mm long | BI01010001010000000000000515BI0100001224 | 3 | Each | 102.94 |  |  | Excess(+) | 1 | Full Conversion | INR | [40 empty] | 308.82 | 308.82 | INR Three Hundred & Eight and Paise Eighty Two Only | 1501 | 1697.93 | 4503 | 116.4457
114 | Supplying, fitting and fixing 10 litre P.V.C. low-down cistern conforming to I.S. specification with P.V.C. fittings complete,C.I. brackets including two coats of painting to bracket etc. | BI01010001010000000000000515BI0100001225 | 3 | Each | 1148.17 |  |  | Excess(+) | 1 | Full Conversion | INR | [40 empty] | 3444.51 | 3444.51 | INR Three Thousand Four Hundred & Forty Four and Paise Fifty One Only | 14 | 15.84 | 42 | 1298.8099
115 | Supplying, fitting and fixing bib cock or stop cock. Chromium plated Bib Cock short body (Equivalent to Code No. 511 & Model - Tropical / Sumthing Special of ESSCO or similar brand). | BI01010001010000000000000515BI0100001226 | 8 | Each | 609.72 |  |  | Excess(+) | 1 | Full Conversion | INR | [40 empty] | 4877.76 | 4877.76 | INR Four Thousand Eight Hundred & Seventy Seven and Paise Seventy Six Only | 46 | 52.04 | 368 | 689.7153
116 | Supplying, fitting and fixing bib cock or stop cock. PTMT (Polytetra Bib Cock / Stop Cock ( Prayag or equivalent) 15 mm | BI01010001010000000000000515BI0100001227 | 6 | Each | 174.2 |  |  | Excess(+) | 1 | Full Conversion | INR | [40 empty] | 1045.2 | 1045.2 | INR One Thousand &Forty Five and Paise Twenty Only | 13 | 14.71 | 78 | 197.055
117 | Supplying, fitting and fixing pillar cock of approved make. b) PTMT Pillar Cock - 15 mm. (Prayag or equivalent). | BI01010001010000000000000515BI0100001228 | 2 | Each | 251.13 |  |  | Excess(+) | 1 | Full Conversion | INR | [40 empty] | 502.26 | 502.26 | INR Five Hundred & Two and Paise Twenty Six Only | 15 | 16.97 | 30 | 284.0783
118 | Dismantling pillar cock of wash basin.each | BI01010001010000000000000515BI0100001229 | 2 | each | 10.18 |  |  | Excess(+) | 1 | Full Conversion | INR | [40 empty] | 20.36 | 20.36 | INR Twenty and Paise Thirty Six Only | 468 | 529.4 | 936 | 11.5156
119 | Supplying, fitting and fixing soap holder. PTMT (Prayag or equivalent) | BI01010001010000000000000515BI0100001230 | 6 | Each | 152.71 |  |  | Excess(+) | 1 | Full Conversion | INR | [40 empty] | 916.26 | 916.26 | INR Nine Hundred & Sixteen and Paise Twenty Six Only | 1508 | 1705.85 | 9048 | 172.7456
120 | Supplying, fitting and fixing PTMT Smart Shelf of approved make of size 300 mm. | BI01010001010000000000000515BI0100001231 | 6 | Each | 252.26 |  |  | Excess(+) | 1 | Full Conversion | INR | [40 empty] | 1513.56 | 1513.56 | INR One Thousand Five Hundred & Thirteen and Paise Fifty Six Only | 1526.09 | 1726.31 | 9156.54 | 285.3565
121 | Supplying, fitting and fixing towel rail with two brackets. C.P. over brass iii) 25 mm dia. and 750 mm long | BI01010001010000000000000515BI0100001232 | 6 | Each | 537.32 |  |  | Excess(+) | 1 | Full Conversion | INR | [40 empty] | 3223.92 | 3223.92 | INR Three Thousand Two Hundred & Twenty Three and Paise Ninety Two Only | 2199 | 2487.51 | 13194 | 607.8164
122 | Supplying, fitting and fixing best quality Indian make mirror 5.5 mm thick with silvering as per I.S.I. specifications supported on fibre glass frame of any colour, frame size 550 mm X 400 mm | BI01010001010000000000000515BI0100001233 | 6 | Each | 693.43 |  |  | Excess(+) | 1 | Full Conversion | INR | [40 empty] | 4160.58 | 4160.58 | INR Four Thousand One Hundred & Sixty and Paise Fifty Eight Only | 2225.39 | 2517.36 | 13352.34 | 784.408
123 | Supplying, fitting and fixing stainless steel sink complete with waste fittings and two coats of painting of C.I. brackets. Sink only 530 mm X 430 mm x 180 mm | BI01010001010000000000000515BI0100001234 | 3 | Each | 3715.99 |  |  | Excess(+) | 1 | Full Conversion | INR | [40 empty] | 11147.97 | 11147.97 | INR Eleven Thousand One Hundred & Forty Seven and Paise Ninety Seven Only | 2252.09 | 2547.56 | 6756.27 | 4203.5279
124 | Cleaning wash basin/ sink with acid. | BI01010001010000000000000515BI0100001235 | 5 | each | 18.1 |  |  | Excess(+) | 1 | Full Conversion | INR | [40 empty] | 90.5 | 90.5 | INR Ninety and Paise Fifty Only | 138 | 156.11 | 690 | 20.4747
125 | (g) PTMT overhead shower ( Prayag or equivalent)(ii) 150 mm round | BI01010001010000000000000515BI0100001236 | 6 | Each | 384.61 |  |  | Excess(+) | 1 | Full Conversion | INR | [40 empty] | 2307.66 | 2307.66 | INR Two Thousand Three Hundred & Seven and Paise Sixty Six Only | 479 | 541.84 | 2874 | 435.0708
126 | Supplying P.V.C. water storage tank of approved quality with closed top with lid (Black) - Multilayer (b) 1000 litre capacity | BI01010001010000000000000515BI0100001237 | 2 | Each | 5800.79 |  |  | Excess(+) | 1 | Full Conversion | INR | [40 empty] | 11601.58 | 11601.58 | INR Eleven Thousand Six Hundred & One and Paise Fifty Eight Only | 484.75 | 548.35 | 969.5 | 6561.8536
127 | Labour for hoisting plastic water storage tank. (i) Upto 1500 litre capacity. | BI01010001010000000000000515BI0100001238 | 2 | Each | 108.6 |  |  | Excess(+) | 1 | Full Conversion | INR | [40 empty] | 217.2 | 217.2 | INR Two Hundred & Seventeen and Paise Twenty Only | 490.56 | 554.92 | 981.12 | 122.8483
128 | Labour for punching hole in plastic water storage tank upto 50 mm dia. | BI01010001010000000000000515BI0100001239 | 6 | Each | 21.49 |  |  | Excess(+) | 1 | Full Conversion | INR | [40 empty] | 128.94 | 128.94 | INR One Hundred & Twenty Eight and Paise Ninety Four Only | 29 | 32.8 | 174 | 24.3095
129 | Constructing Inspection pit of inside measurement 600mm X 600mm X upto 600mm (depth) with 250 mm thick 1st. class brick work in cement mortar (1:4) on all sides, bottom of the pit consisting of 100 mm thick cement concrete (1:3:6) with stone chips over a layer of jhama brick flat soling, 15 mm thick (1:4) cement plaster to inside walls and out-side walls upto G.L. and 20 mm.thick (1:4) plaster to bottom of the pit, providing necessary invert with cement concrete (1:3:6) with stone chips as per direction, neat cement finishing to entire internal surfaces, top of the pit covered with 100 mm thick R.C.C. slab (1:1.5:3) with stone chips and necessary reinforcements upto 1% and shuttering including 6 mm thick cement plaster (1:4) in all external surfaces of the slab and one 560 mm dia. R.C.C. manhole cover of approved make supplied, fitted and fixed in the slab with necessary fittings, necessary earthwork in excavation in all sorts of soil, filling sides of the pit with earth and removing spoils after work complete in all respect with all costs of labour and materials. i) With Pakur variety. (SAIL/TATA/RINL) | BI01010001010000000000000515BI0100001240 | 2 | Each | 8504.36 |  |  | Excess(+) | 1 | Full Conversion | INR | [40 empty] | 17008.72 | 17008.72 | INR Seventeen Thousand &Eight and Paise Seventy Two Only | 43 | 48.64 | 86 | 9620.132
130 | Construction of septic tank of different capacities as per approved drawing with 1st class brick work in cement mortar (1:4) including two 560 mm dia. R.C.C. manhole cover(heavy type)of approved make supplied, fitted and fixed in the 100mm thick R.C.C (1:1.5:3) top slab with necessary fittings, 20mm thick cement plaster (4 : 1) with neat cement finish to the internal surfaces and 15 mm thick cement plaster (4 : 1) to outside wall upto 200 mm below G.L floor finished with 25 mm thick grey artificial stone over 100 mm thick R.C.C(1:1.5:3) bottom slab including supplying, fitting and fixing all necessry specials, fittings, S.W. tees, C.I. foot rest etc. including excavation earth in all sorts of soil, shoring, bailing out and pumping out water as necessary, ramming, dressing the bed and fefilling the sides of the tanks with earth, removing spoils, filling up the chamber with clear water, removing foreign materials from the chamber and including constructing attached inspection pit as per approved drawing and connecting all necessary pipes, joints etc. with internal plaster work and artificial stone flooring is to be done with admixture of water proofing compound @ 0.5% by weight of cement with all costs of labour and materials. Note:- (i) Finished level of Septic Tank should be 400 mm. from Ground Level. (ii) Height of 50 mm. Ventilation pipe &Mosquito proof mesh, should be follwed as per IS:2470,Part- I. Payment will be made separetly on the basis of actual height based on relevant I.S.Code. (ii) For 20 users A) With Pakur variety. (SAIL/TATA/RINL) | BI01010001010000000000000515BI0100001241 | 2 | Each | 55595.09 |  |  | Excess(+) | 1 | Full Conversion | INR | [40 empty] | 111190.18 | 111190.18 | INR One Lakh Eleven Thousand One Hundred & Ninety and Paise Eighteen Only | 159 | 179.86 | 318 | 62889.1658
131 | Construction of circular soak well 2.5 metre deep in all types of sandy soils with dry brick work upto 1.6 metre from the bottom having 150 mm intermediate cement brick work (1:4) band all round and cement brick work (1:4) upto 0.90 metre from top with 20mm thick cement plastering (1:4) to inside face upto the depth of cement brick work, 15mm thick cement plaster (1:4) on outer face from top of the well upto G.L. and 6 mm thick cement plaster (1:4) on top of the R.C.C. cover slab including filling bottom 1.00 metre of inside of the well with brick metal (50 mm to 63 mm size) including R.C.C. cover slab of 100 mm thick with cement conc (1:1.5:3) with stone chips with necessary reinforcement and shuttering including one 560 mm dia. R.C.C. manhole cover (heavy type)of approved make supplied, fitted and fixed in the cover slab with necessary fittings, making nacessary arrangements for pipe connections, excavation of well including shoring, dewatering and removing the exess earth from the premises as per direction complete in all respect with all costs of labour and materials. With 250 mm thick dry brick work and 250 mm thick cement brick work (1:6) and 1.00m inside dia. (SAIL/TATA/RINL) | BI01010001010000000000000515BI0100001242 | 2 | Each | 19069.77 |  |  | Excess(+) | 1 | Full Conversion | INR | [40 empty] | 38139.54 | 38139.54 | INR Thirty Eight Thousand One Hundred & Thirty Nine and Paise Fifty Four Only | 70 | 79.18 | 140 | 21571.7238
132 | Removing sludge from septic tank, soak well etc. by methor labour including disposal of the same outside the compound as directed. Upto 50 users:- Within a lead of 150 metre | BI01010001010000000000000515BI0100001243 | 2 | Each | 2606.28 |  |  | Excess(+) | 1 | Full Conversion | INR | [40 empty] | 5212.56 | 5212.56 | INR Five Thousand Two Hundred & Twelve and Paise Fifty Six Only | 99 | 111.99 | 198 | 2948.2239
133 | Cleaning silt of inspection pit. | BI01010001010000000000000515BI0100001244 | 3 | Each | 174.2 |  |  | Excess(+) | 1 | Full Conversion | INR | [40 empty] | 522.6 | 522.6 | INR Five Hundred & Twenty Two and Paise Sixty Only | 78 | 88.23 | 234 | 197.055
134 | Dismantling & Refixing pit cover | BI01010001010000000000000515BI0100001245 | 3 | Each | 39.59 |  |  | Excess(+) | 1 | Full Conversion | INR | [40 empty] | 118.77 | 118.77 | INR One Hundred & Eighteen and Paise Seventy Seven Only | 1954 | 2210.36 | 5862 | 44.7842
135 | Supplying, fitting and fixing in position C.I. manhole/ pit cover with rim.a) Round (i) 450 mm X 100 mm X 21 kg (approx.) | BI01010001010000000000000515BI0100001246 | 2 | each | 1918.52 |  |  | Excess(+) | 1 | Full Conversion | INR | [40 empty] | 3837.04 | 3837.04 | INR Three Thousand Eight Hundred & Thirty Seven and Paise Four Only | 1665 | 1883.45 | 3330 | 2170.2298
136 | Cleaning soak pit by removing the top slab and replacing inner filling with jhama bats and repairing the pit as necessary including fitting the slab. | BI01010001010000000000000515BI0100001247 | 2 | each | 1523.73 |  |  | Excess(+) | 1 | Full Conversion | INR | [40 empty] | 3047.46 | 3047.46 | INR Three Thousand &Forty Seven and Paise Forty Six Only | 103 | 116.51 | 206 | 1723.6434
137 | Cleaning silt of master trap pit. | BI01010001010000000000000515BI0100001248 | 2 | each | 1303.14 |  |  | Excess(+) | 1 | Full Conversion | INR | [40 empty] | 2606.28 | 2606.28 | INR Two Thousand Six Hundred & Six and Paise Twenty Eight Only | 18 | 20.36 | 36 | 1474.112
138 | Electrical work Scheduled item Connecting & dressing Meter looping system with 2 x 6 + 1 x 4 sq mm PVC insulated copper wire duly layed on the Ply board by link clip from Bus Bar to Meters & Meters to DP MCBs (Ave 4 meters)(Pwd page-E3,9 Item no. 1 | BI01010001010000000000000515BI0100001249 | 20 | mtr | 233.07 |  |  | Excess(+) | 1 | Full Conversion | INR | [40 empty] | 4661.4 | 4661.4 | INR Four Thousand Six Hundred & Sixty One and Paise Forty Only | 4793 | 5421.84 | 95860 | 268.9218
139 | Supply & fixing of 240V 32A DP MCB (Legrand) in DP SS enclosure (Legrand) incl earthing attachment. (Pwd page-D6,9 Item no.7;11) | BI01010001010000000000000515BI0100001250 | 6 | set | 941.52 |  |  | Excess(+) | 1 | Full Conversion | INR | [40 empty] | 5649.12 | 5649.12 | INR Five Thousand Six Hundred & Forty Nine and Paise Twelve Only | 9888 | 11185.31 | 59328 | 1086.3484
140 | Supply & Fixing (2+12) way SPN MCBDB (Legrand cat no- 607712) with IP-42/43 protection Concealed in wall & mending good the damages to original finish incl. Interconnection with suitable copper wire & nuetral link incl. earthing attachment comprising with the following (All Legrand):(Pwd page-D 6;9 Item no. 7,13) a) 63A DP MCB isolator & necy. connection --- 1 no b) 6 to 25A SP MCB as required breaking capacity 10KA & C characteristic ---- 12 nos | BI01010001010000000000000515BI0100001251 | 3 | set | 5188.75 |  |  | Excess(+) | 1 | Full Conversion | INR | [40 empty] | 15566.25 | 15566.25 | INR Fifteen Thousand Five Hundred & Sixty Six and Paise Twenty Five Only | 9986.88 | 11297.16 | 29960.64 | 5986.9043
141 | Supply & Fixing (2+8) way SPN MCBDB (Legrand cat no- 607711) with IP-42/43 protection Concealed in wall & mending good the damages to original finish incl. Interconnection with suitable copper wire & nuetral link incl. earthing attachment comprising with the following (All Legrand):(Pwd page-D 6;9 Item no. 7,13) a) 40A DP MCB isolator & necy. connection --- 1 no b) 6 to 25A SP MCB as required breaking capacity 10KA & C characteristic ---- 8 nos | BI01010001010000000000000515BI0100001252 | 3 | set | 3860.7 |  |  | Excess(+) | 1 | Full Conversion | INR | [40 empty] | 11582.1 | 11582.1 | INR Eleven Thousand Five Hundred & Eighty Two and Paise Ten Only | 10086.75 | 11410.13 | 30260.25 | 4454.5683
142 | Laying of the following Alu. armoured cable in underground trench 460 mm wide x 760 mm average depth, with brick protection on the top of the cable with 8 (eight) Nos. bricks per metre, including filling the space between the brick & cable and also the trench with shifted soil, leveling up and restoring surface duly rammed(Pwd page-F2 Item no. 1 (a) 2 x 6 sq mm | BI01010001010000000000000515BI0100001253 | 20 | mtr | 186.92 |  |  | Excess(+) | 1 | Full Conversion | INR | [40 empty] | 3738.4 | 3738.4 | INR Three Thousand Seven Hundred & Thirty Eight and Paise Forty Only | 4330 | 4898.1 | 86600 | 215.6728
143 | Laying of the following XLPE Al armoured cable after cutting floor /pavement / wall and making holes incl, embedding tha cable at an average depth as below & mending good the damages to original finish:-(Pwd page-F 3 Item no. 5) 2x 10 sq mm ( dp to spn) | BI01010001010000000000000515BI0100001254 | 60 | mtr | 146.54 |  |  | Excess(+) | 1 | Full Conversion | INR | [40 empty] | 8792.4 | 8792.4 | INR Eight Thousand Seven Hundred & Ninety Two and Paise Forty Only | 619 | 700.21 | 37140 | 169.0814
144 | Laying of the following XLPE Al armoured cable after cutting floor /pavement / wall and making holes incl, embedding tha cable at an average depth as below & mending good the damages to original finish:-(Pwd page-F 3 Item no. 5) 2 x6 sq mm | BI01010001010000000000000515BI0100001255 | 40 | mtr | 146.54 |  |  | Excess(+) | 1 | Full Conversion | INR | [40 empty] | 5861.6 | 5861.6 | INR Five Thousand Eight Hundred & Sixty One and Paise Sixty Only | 72951 | 82522.17 | 2918040 | 169.0814
145 | Supply & drawing of 1.1 Kv grade single core stranded 'FR' Pvc insulated & unsheathed copper wire (brand appr by EIC) of the following sizes through alkathene pipe recessed in wall. (Pwd page-E9 Item no. 1) 2x4+1x2.5 sq mm though 25mm Alka Pipe(AC ) | BI01010001010000000000000515BI0100001256 | 40 | mtr | 198.46 |  |  | Excess(+) | 1 | Full Conversion | INR | [40 empty] | 7938.4 | 7938.4 | INR Seven Thousand Nine Hundred & Thirty Eight and Paise Forty Only | 1304 | 1475.08 | 52160 | 228.9879
146 | Supply & drawing of 1.1 Kv grade single core stranded 'FR' Pvc insulated & unsheathed copper wire (brand appr by EIC) of the following sizes through alkathene pipe recessed in wall. (Pwd page-E9 Item no. 1) 2x2.5+1x1.5 sqmm through 19mm Alka.pipe ( P/P) | BI01010001010000000000000515BI0100001257 | 100 | mtr | 147.69 |  |  | Excess(+) | 1 | Full Conversion | INR | [40 empty] | 14769 | 14769 | INR Fourteen Thousand Seven Hundred & Sixty Nine Only | 10090 | 11413.81 | 1009000 | 170.4083
147 | Supply & drawing of 1.1 Kv grade single core stranded 'FR' Pvc insulated & unsheathed copper wire (brand appr by EIC) of the following sizes through alkathene pipe recessed in wall. (Pwd page-E9 Item no. 1) 3x1.5 sq mm through 19mm Alkathene pipe | BI01010001010000000000000515BI0100001258 | 10 | mtr | 128.07 |  |  | Excess(+) | 1 | Full Conversion | INR | [40 empty] | 1280.7 | 1280.7 | INR One Thousand Two Hundred & Eighty and Paise Seventy Only | 409 | 462.66 | 4090 | 147.7702
148 | Distribution wiring in 1.1 KV grade 2x22/0.3 (1.5 sqmm) single core stranded 'FR' PVC insulated & unsheathed copper wire with 1x22/0.3 (1.5 sqmm) single core stranded 'FR' PVC insulated & unsheathed copper wire (Brand approved by EIC) for ECC in 19 mm bore, 3 mm thick polythene pipe complete with all accessories embedded in wall for horizontal & vertical runs and in suitable size PVC casing-capping (Precision make) for ceiling portion only, incl. necy. fittings etc. to light/fan/call bell point with Modular type switch (Brand approved by EIC) fixed on Modular GI switch board with top cover plate and 2 no. suitable size “Ph & N” copper bar & earthing attachment flushed in wall incl. mending good damages to original finish [only PVC casing-capping on ceiling and remaining portion concealed] (AVG run 6 mtr)(Pwd page-E23 Item no.8) | BI01010001010000000000000515BI0100001259 | 115 | Pts | 1046.52 |  |  | Excess(+) | 1 | Full Conversion | INR | [40 empty] | 120349.8 | 120349.8 | INR One Lakh Twenty Thousand Three Hundred & Forty Nine and Paise Eighty Only | 9077 | 10267.9 | 1043855 | 1207.4999
149 | Distribution wiring in 1.1 KV grade 3 x 1.5 sq mm single core stranded 'FR' PVC insulated & unsheathed copper wire (brand approved by EIC) in 19mm bore, 3mm thickpolythene pipe complete with all accessories embedded in wall to 240 V 6A 5 pin plug point incl. S&F 240V 6A 3 pin modular type plug socket & modular type switch(Brand appr. by EIC) incl. S&F earth continuity wire fixed on 4 module GI switch board with 3/4 module top cover plate flushed in wall incl mending good damage to original finish. (on board)(Pwd page-E20 Item no.3) | BI01010001010000000000000515BI0100001260 | 15 | Pts | 287.3 |  |  | Excess(+) | 1 | Full Conversion | INR | [40 empty] | 4309.5 | 4309.5 | INR Four Thousand Three Hundred & Nine and Paise Fifty Only | 408 | 461.53 | 6120 | 331.4936
150 | Distribution wiring in 1.1 KV grade 3 x 1.5 sq mm single core stranded 'FR' PVC insulated & unsheathed copper wire (brand approved by EIC) in 19mm bore, 3mm thickpolythene pipe complete with all accessories embedded in wall to 240 V 6A 5 pin plug point incl. S&F 240V 6A 3 pin modular type plug socket & modular type switch(Brand appr. by EIC) incl. S&F earth continuity wire fixed on 4 module GI switch board with 3/4 module top cover plate flushed in wall incl mending good damage to original finish. (Ave run 4.5 mtr)(Pwd page-E20 Item no.3) | BI01010001010000000000000515BI0100001261 | 10 | Pts | 1082.29 |  |  | Excess(+) | 1 | Full Conversion | INR | [40 empty] | 10822.9 | 10822.9 | INR Ten Thousand Eight Hundred & Twenty Two and Paise Ninety Only | 384 | 434.38 | 3840 | 1248.7722
151 | Supply & fixing of Modular type computer plug board of 8module GI box with cover plate recessed in wall comprising of the following(All cabtree): a) 16A socket ---1 set b) 16 a switch --- 2 set b) 6A socket --- 2 sets | BI01010001010000000000000515BI0100001262 | 5 | set | 1120.36 |  |  | Excess(+) | 1 | Full Conversion | INR | [40 empty] | 5601.8 | 5601.8 | INR Five Thousand Six Hundred & One and Paise Eighty Only | 292 | 330.31 | 1460 | 1292.6983
152 | Supply & Fixing 240 V, 25 A, Modular type starter (Brand approved by EIC) with 25A Modular switch type DP MCB (CCurve) and 4 Module GI Modular type switch board with 4 Module top cover plate flushed in wall incl. S&F switch board and cover plate and making necy. connections with PVC Cu wire and earth continuity wire etc(Pwd page-E19 Item no.17) | BI01010001010000000000000515BI0100001263 | 10 | set | 904.6 |  |  | Excess(+) | 1 | Full Conversion | INR | [40 empty] | 9046 | 9046 | INR Nine Thousand &Forty Six Only | 236 | 266.96 | 2360 | 1043.7492
153 | Supply & Fixing 240 V, 25 A, 3 pin Modular type plug socket (Brand approved by EIC), without plug top and switch with 2 Module GI Modular type switch board with top cover plate flushed in wall and making necy. connections with PVC Cu wire and earth continuity wirE (AC )(Pwd page-E17 Item no.5(a) | BI01010001010000000000000515BI0100001264 | 10 | set | 225 |  |  | Excess(+) | 1 | Full Conversion | INR | [40 empty] | 2250 | 2250 | INR Two Thousand Two Hundred & Fifty Only | 177 | 200.22 | 1770 | 259.6104
154 | Supply & fixing of Modular type 16A 3 pin modular type plug socket (Brand approved by EIC) with 16 A Modular type switch without plug top on of 4 module GI box with cover plate recessed in wall comprising of the following (All cabtree): (Pwd page-E18 Item no.9(b) a) 16A switch ---1 set b)16A socket - - 1 set | BI01010001010000000000000515BI0100001265 | 10 | set | 526.14 |  |  | Excess(+) | 1 | Full Conversion | INR | [40 empty] | 5261.4 | 5261.4 | INR Five Thousand Two Hundred & Sixty One and Paise Forty Only | 137 | 154.97 | 1370 | 607.073
155 | Supplying and fixing PVC Rigid Conduit 'FR' [Precision Make] on wall, ceiling with saddles and other accessories as required and mending good damages to building works(PWD page E-16 Item no.7) 20mm size | BI01010001010000000000000515BI0100001266 | 50 | mtr | 58.85 |  |  | Excess(+) | 1 | Full Conversion | INR | [40 empty] | 2942.5 | 2942.5 | INR Two Thousand Nine Hundred & Forty Two and Paise Fifty Only | 158 | 178.73 | 7900 | 67.9025
156 | Supplying and fixing PVC Rigid Conduit 'FR' [Precision Make] on wall, ceiling with saddles and other accessories as required and mending good damages to building works(PWD page E-16 Item no.7) 25 mm size | BI01010001010000000000000515BI0100001267 | 40 | mtr | 72.69 |  |  | Excess(+) | 1 | Full Conversion | INR | [40 empty] | 2907.6 | 2907.6 | INR Two Thousand Nine Hundred & Seven and Paise Sixty Only | 2362 | 2671.89 | 94480 | 83.8715
157 | Cutting Channel of size (40 mm x 40 mm) on masonry wall by Electric operated cutting machine incl. supplying & fixing heavy gauge 19 mm, 3 mm thick Polythene pipe by means of anchoring chemical (Hilti/Sika) and GI 'U' hooks of 8 SWG incl. supplying and drawing 18 SWG GI wire as Fish wire and mending good damages to original finish by using own tools and tackles(Pwd page-E 3 Item no.6,7) 19 mm dia 3mm thick polythene pipe without earth continuity wire | BI01010001010000000000000515BI0100001268 | 60 | mtr | 72.69 |  |  | Excess(+) | 1 | Full Conversion | INR | [40 empty] | 4361.4 | 4361.4 | INR Four Thousand Three Hundred & Sixty One and Paise Forty Only | 1646 | 1861.96 | 98760 | 83.8715
158 | Cutting Channel of size (40 mm x 40 mm) on masonry wall by Electric operated cutting machine incl. supplying & fixing heavy gauge 19 mm, 3 mm thick Polythene pipe by means of anchoring chemical (Hilti/Sika) and GI 'U' hooks of 8 SWG incl. supplying and drawing 18 SWG GI wire as Fish wire and mending good damages to original finish by using own tools and tackles(Pwd page-E 3 Item no.6,7) 25 mm dia 3mm thick polythene pipe without earth continuity wire | BI01010001010000000000000515BI0100001269 | 50 | mtr | 88.84 |  |  | Excess(+) | 1 | Full Conversion | INR | [40 empty] | 4442 | 4442 | INR Four Thousand Four Hundred & Forty Two Only | 1258 | 1423.05 | 62900 | 102.5057
159 | Fixing only singal / twin fluorescent light complete with all accessories directly on wall/ceilinh/HW round block and suitable size of MS fastener,ceiling plate, nipples etc. as required(Pwd page-C 2 Item no.14(D) | BI01010001010000000000000515BI0100001270 | 8 | set | 185.77 |  |  | Excess(+) | 1 | Full Conversion | INR | [40 empty] | 1486.16 | 1486.16 | INR One Thousand Four Hundred & Eighty Six and Paise Sixteen Only | 912 | 1031.65 | 7296 | 214.3459
160 | Supply & Fixing louver AL shutter on wall with necy. bolts & nuts (6 mm dia x 62 mm long) as following diameter(Pwd page-D14 Item no.32(a) 9" Exhaust fan(23cm) | BI01010001010000000000000515BI0100001271 | 10 | each | 175.38 |  |  | Excess(+) | 1 | Full Conversion | INR | [40 empty] | 1753.8 | 1753.8 | INR One Thousand Seven Hundred & Fifty Three and Paise Eighty Only | 2869 | 3245.41 | 28690 | 202.3577
161 | Fixing only exhaust fan after making hole in wall and making good damages and smooth cement finish etc. as practicable as possible and providing necy. length of PVC insulated wire and making connection for exhaust of following diameter:(Pwd page-c4 Item no.28) 9" Exhaust fan(23cm) | BI01010001010000000000000515BI0100001272 | 10 | each | 284.99 |  |  | Excess(+) | 1 | Full Conversion | INR | [40 empty] | 2849.9 | 2849.9 | INR Two Thousand Eight Hundred & Forty Nine and Paise Ninety Only | 1132 | 1280.52 | 11320 | 328.8283
162 | Supply & Fixing 240V, Modular Socket (2 Module) type fan regulator (Step type) (Brand approved by EIC) on existing Modular GI switch board with top cover plate incl. making necy. connections etc.(Pwd page-E18 Item no.10) | BI01010001010000000000000515BI0100001273 | 20 | each | 446.53 |  |  | Excess(+) | 1 | Full Conversion | INR | [40 empty] | 8930.6 | 8930.6 | INR Eight Thousand Nine Hundred & Thirty and Paise Sixty Only | 155 | 175.34 | 3100 | 515.217
163 | Supplying & Fixing 240 V AC/DC superior type Multitune (min 10 nos. tune) Call Bell (Anchor) with selector switch for single/Multi Tunes mode, Battery operated on HW board incl. S&F HW board.(Pwd page-D 13 Item no.20(c) | BI01010001010000000000000515BI0100001274 | 5 | each | 339.22 |  |  | Excess(+) | 1 | Full Conversion | INR | [40 empty] | 1696.1 | 1696.1 | INR One Thousand Six Hundred & Ninety Six and Paise Ten Only | 1248 | 1411.74 | 6240 | 391.4002
164 | Earthing the the Installation by 50 mm dia G.I. Pipe (ISI -M) 3.64 mtr long & 1x4 SWG G.I.(Hot dip) wire (4 mtr long) with suitable nuts, bolts & washer etc. Incl S/F 15 mm dia GI protection pipe (1 mtr long) to be filled with bitumen partly under ground level & partly under ground level driven to an depth of 3.65 mtr below the ground level. .(Pwd page-G 1 Item no.2(a) | BI01010001010000000000000515BI0100001275 | 6 | set | 1579.59 |  |  | Excess(+) | 1 | Full Conversion | INR | [40 empty] | 9477.54 | 9477.54 | INR Nine Thousand Four Hundred & Seventy Seven and Paise Fifty Four Only | 3104 | 3511.24 | 18624 | 1822.5689
165 | Electrical work NON Scheduled item Supply & delevery of 1.1 Kv grade XLPE Aluminium armoured cable(make Brand approved by EIC) 2x10 sqmm | BI01010001010000000000000515BI0100001276 | 60 | mtr | 106.05 |  |  | Excess(+) | 1 | Full Conversion | INR | [40 empty] | 6363 | 6363 | INR Six Thousand Three Hundred & Sixty Three Only | 1015 | 1148.17 | 60900 | 106.05
166 | Supply & delevery of 1.1 Kv grade XLPE Aluminium armoured cable(make Brand approved by EIC) 2 x 6 sq mm | BI01010001010000000000000515BI0100001277 | 60 | mtr | 89.89 |  |  | Excess(+) | 1 | Full Conversion | INR | [40 empty] | 5393.4 | 5393.4 | INR Five Thousand Three Hundred & Ninety Three and Paise Forty Only | 91 | 102.94 | 5460 | 89.89
167 | Supply of 4' 20W single LED Tube light fittings with mounting rail (make Crompton Cat. No -IGP 131 LT8-16, 1X20w LT8-20-865-2-20W / philips) . | BI01010001010000000000000515BI0100001278 | 8 | set | 907.99 |  |  | Excess(+) | 1 | Full Conversion | INR | [40 empty] | 7263.92 | 7263.92 | INR Seven Thousand Two Hundred & Sixty Three and Paise Ninety Two Only | 3260 | 3687.71 | 26080 | 907.99
168 | Dismenting the existing installation and depositing the dismenting materials to the authority and mending good the damages. | BI01010001010000000000000515BI0100001279 | 6 | quar | 50.5 |  |  | Excess(+) | 1 | Full Conversion | INR | [40 empty] | 303 | 303 | INR Three Hundred & Three Only | 1497 | 1693.41 | 8982 | 50.5
Total in Figures | [51 empty] | 2264594.48 | 2264594.48 | INR Twenty Two Lakh Sixty Four Thousand Five Hundred & Ninety Four and Paise Forty Eight Only | 37426574.91 | 35161980.43 |  | 0.194 | 4 | Construction of chamber for 100mm sluice plates | item5 | 10 | Nos
Quoted Rate in Figures |  |  |  | Select | [47 empty] | 0 | 0 | INR Zero Only
Quoted Rate in Words |  | INR Zero Only
Note on K13: gepadmin: 1. If you choose "Full Conversion" then Column BA (AMOUNT) and Column BB (TAXES) BOTH values will be convert based on selected Currency in (Column L). 2. If you choose "Partial Conversion" then Column BA (AMOUNT) only will be converted based on selected currency (Column L) and Column BB (TAXES) value (INR) will be added to the converted values.
Note on K14: gepadmin: 1. If you choose "Full Conversion" then Column BA (AMOUNT) and Column BB (TAXES) BOTH values will be convert based on selected Currency in (Column L). 2. If you choose "Partial Conversion" then Column BA (AMOUNT) only will be converted based on selected currency (Column L) and Column BB (TAXES) value (INR) will be added to the converted values.
Note on K15: gepadmin: 1. If you choose "Full Conversion" then Column BA (AMOUNT) and Column BB (TAXES) BOTH values will be convert based on selected Currency in (Column L). 2. If you choose "Partial Conversion" then Column BA (AMOUNT) only will be converted based on selected currency (Column L) and Column BB (TAXES) value (INR) will be added to the converted values.
Note on K16: gepadmin: 1. If you choose "Full Conversion" then Column BA (AMOUNT) and Column BB (TAXES) BOTH values will be convert based on selected Currency in (Column L). 2. If you choose "Partial Conversion" then Column BA (AMOUNT) only will be converted based on selected currency (Column L) and Column BB (TAXES) value (INR) will be added to the converted values.
Note on K17: gepadmin: 1. If you choose "Full Conversion" then Column BA (AMOUNT) and Column BB (TAXES) BOTH values will be convert based on selected Currency in (Column L). 2. If you choose "Partial Conversion" then Column BA (AMOUNT) only will be converted based on selected currency (Column L) and Column BB (TAXES) value (INR) will be added to the converted values.
Note on K18: gepadmin: 1. If you choose "Full Conversion" then Column BA (AMOUNT) and Column BB (TAXES) BOTH values will be convert based on selected Currency in (Column L). 2. If you choose "Partial Conversion" then Column BA (AMOUNT) only will be converted based on selected currency (Column L) and Column BB (TAXES) value (INR) will be added to the converted values.
Note on K19: gepadmin: 1. If you choose "Full Conversion" then Column BA (AMOUNT) and Column BB (TAXES) BOTH values will be convert based on selected Currency in (Column L). 2. If you choose "Partial Conversion" then Column BA (AMOUNT) only will be converted based on selected currency (Column L) and Column BB (TAXES) value (INR) will be added to the converted values.
Note on K20: gepadmin: 1. If you choose "Full Conversion" then Column BA (AMOUNT) and Column BB (TAXES) BOTH values will be convert based on selected Currency in (Column L). 2. If you choose "Partial Conversion" then Column BA (AMOUNT) only will be converted based on selected currency (Column L) and Column BB (TAXES) value (INR) will be added to the converted values.
Note on K23: gepadmin: 1. If you choose "Full Conversion" then Column BA (AMOUNT) and Column BB (TAXES) BOTH values will be convert based on selected Currency in (Column L). 2. If you choose "Partial Conversion" then Column BA (AMOUNT) only will be converted based on selected currency (Column L) and Column BB (TAXES) value (INR) will be added to the converted values.
Note on K25: gepadmin: 1. If you choose "Full Conversion" then Column BA (AMOUNT) and Column BB (TAXES) BOTH values will be convert based on selected Currency in (Column L). 2. If you choose "Partial Conversion" then Column BA (AMOUNT) only will be converted based on selected currency (Column L) and Column BB (TAXES) value (INR) will be added to the converted values.
Note on K32: gepadmin: 1. If you choose "Full Conversion" then Column BA (AMOUNT) and Column BB (TAXES) BOTH values will be convert based on selected Currency in (Column L). 2. If you choose "Partial Conversion" then Column BA (AMOUNT) only will be converted based on selected currency (Column L) and Column BB (TAXES) value (INR) will be added to the converted values.
Note on K39: gepadmin: 1. If you choose "Full Conversion" then Column BA (AMOUNT) and Column BB (TAXES) BOTH values will be convert based on selected Currency in (Column L). 2. If you choose "Partial Conversion" then Column BA (AMOUNT) only will be converted based on selected currency (Column L) and Column BB (TAXES) value (INR) will be added to the converted values.
Note on K40: gepadmin: 1. If you choose "Full Conversion" then Column BA (AMOUNT) and Column BB (TAXES) BOTH values will be convert based on selected Currency in (Column L). 2. If you choose "Partial Conversion" then Column BA (AMOUNT) only will be converted based on selected currency (Column L) and Column BB (TAXES) value (INR) will be added to the converted values.
Note on K42: gepadmin: 1. If you choose "Full Conversion" then Column BA (AMOUNT) and Column BB (TAXES) BOTH values will be convert based on selected Currency in (Column L). 2. If you choose "Partial Conversion" then Column BA (AMOUNT) only will be converted based on selected currency (Column L) and Column BB (TAXES) value (INR) will be added to the converted values.
Note on K49: gepadmin: 1. If you choose "Full Conversion" then Column BA (AMOUNT) and Column BB (TAXES) BOTH values will be convert based on selected Currency in (Column L). 2. If you choose "Partial Conversion" then Column BA (AMOUNT) only will be converted based on selected currency (Column L) and Column BB (TAXES) value (INR) will be added to the converted values.
Note on K50: gepadmin: 1. If you choose "Full Conversion" then Column BA (AMOUNT) and Column BB (TAXES) BOTH values will be convert based on selected Currency in (Column L). 2. If you choose "Partial Conversion" then Column BA (AMOUNT) only will be converted based on selected currency (Column L) and Column BB (TAXES) value (INR) will be added to the converted values.
Note on K51: gepadmin: 1. If you choose "Full Conversion" then Column BA (AMOUNT) and Column BB (TAXES) BOTH values will be convert based on selected Currency in (Column L). 2. If you choose "Partial Conversion" then Column BA (AMOUNT) only will be converted based on selected currency (Column L) and Column BB (TAXES) value (INR) will be added to the converted values.
Note on K52: gepadmin: 1. If you choose "Full Conversion" then Column BA (AMOUNT) and Column BB (TAXES) BOTH values will be convert based on selected Currency in (Column L). 2. If you choose "Partial Conversion" then Column BA (AMOUNT) only will be converted based on selected currency (Column L) and Column BB (TAXES) value (INR) will be added to the converted values.
Note on K54: gepadmin: 1. If you choose "Full Conversion" then Column BA (AMOUNT) and Column BB (TAXES) BOTH values will be convert based on selected Currency in (Column L). 2. If you choose "Partial Conversion" then Column BA (AMOUNT) only will be converted based on selected currency (Column L) and Column BB (TAXES) value (INR) will be added to the converted values.
Note on K55: gepadmin: 1. If you choose "Full Conversion" then Column BA (AMOUNT) and Column BB (TAXES) BOTH values will be convert based on selected Currency in (Column L). 2. If you choose "Partial Conversion" then Column BA (AMOUNT) only will be converted based on selected currency (Column L) and Column BB (TAXES) value (INR) will be added to the converted values.
Note on K56: gepadmin: 1. If you choose "Full Conversion" then Column BA (AMOUNT) and Column BB (TAXES) BOTH values will be convert based on selected Currency in (Column L). 2. If you choose "Partial Conversion" then Column BA (AMOUNT) only will be converted based on selected currency (Column L) and Column BB (TAXES) value (INR) will be added to the converted values.
Note on K57: gepadmin: 1. If you choose "Full Conversion" then Column BA (AMOUNT) and Column BB (TAXES) BOTH values will be convert based on selected Currency in (Column L). 2. If you choose "Partial Conversion" then Column BA (AMOUNT) only will be converted based on selected currency (Column L) and Column BB (TAXES) value (INR) will be added to the converted values.
Note on K62: gepadmin: 1. If you choose "Full Conversion" then Column BA (AMOUNT) and Column BB (TAXES) BOTH values will be convert based on selected Currency in (Column L). 2. If you choose "Partial Conversion" then Column BA (AMOUNT) only will be converted based on selected currency (Column L) and Column BB (TAXES) value (INR) will be added to the converted values.
Note on K67: gepadmin: 1. If you choose "Full Conversion" then Column BA (AMOUNT) and Column BB (TAXES) BOTH values will be convert based on selected Currency in (Column L). 2. If you choose "Partial Conversion" then Column BA (AMOUNT) only will be converted based on selected currency (Column L) and Column BB (TAXES) value (INR) will be added to the converted values.
Note on K70: gepadmin: 1. If you choose "Full Conversion" then Column BA (AMOUNT) and Column BB (TAXES) BOTH values will be convert based on selected Currency in (Column L). 2. If you choose "Partial Conversion" then Column BA (AMOUNT) only will be converted based on selected currency (Column L) and Column BB (TAXES) value (INR) will be added to the converted values.
Note on K71: gepadmin: 1. If you choose "Full Conversion" then Column BA (AMOUNT) and Column BB (TAXES) BOTH values will be convert based on selected Currency in (Column L). 2. If you choose "Partial Conversion" then Column BA (AMOUNT) only will be converted based on selected currency (Column L) and Column BB (TAXES) value (INR) will be added to the converted values.
Note on K73: gepadmin: 1. If you choose "Full Conversion" then Column BA (AMOUNT) and Column BB (TAXES) BOTH values will be convert based on selected Currency in (Column L). 2. If you choose "Partial Conversion" then Column BA (AMOUNT) only will be converted based on selected currency (Column L) and Column BB (TAXES) value (INR) will be added to the converted values.
Note on K75: gepadmin: 1. If you choose "Full Conversion" then Column BA (AMOUNT) and Column BB (TAXES) BOTH values will be convert based on selected Currency in (Column L). 2. If you choose "Partial Conversion" then Column BA (AMOUNT) only will be converted based on selected currency (Column L) and Column BB (TAXES) value (INR) will be added to the converted values.
Note on K76: gepadmin: 1. If you choose "Full Conversion" then Column BA (AMOUNT) and Column BB (TAXES) BOTH values will be convert based on selected Currency in (Column L). 2. If you choose "Partial Conversion" then Column BA (AMOUNT) only will be converted based on selected currency (Column L) and Column BB (TAXES) value (INR) will be added to the converted values.
Note on K78: gepadmin: 1. If you choose "Full Conversion" then Column BA (AMOUNT) and Column BB (TAXES) BOTH values will be convert based on selected Currency in (Column L). 2. If you choose "Partial Conversion" then Column BA (AMOUNT) only will be converted based on selected currency (Column L) and Column BB (TAXES) value (INR) will be added to the converted values.
Note on K80: gepadmin: 1. If you choose "Full Conversion" then Column BA (AMOUNT) and Column BB (TAXES) BOTH values will be convert based on selected Currency in (Column L). 2. If you choose "Partial Conversion" then Column BA (AMOUNT) only will be converted based on selected currency (Column L) and Column BB (TAXES) value (INR) will be added to the converted values.
Note on K81: gepadmin: 1. If you choose "Full Conversion" then Column BA (AMOUNT) and Column BB (TAXES) BOTH values will be convert based on selected Currency in (Column L). 2. If you choose "Partial Conversion" then Column BA (AMOUNT) only will be converted based on selected currency (Column L) and Column BB (TAXES) value (INR) will be added to the converted values.
Note on K86: gepadmin: 1. If you choose "Full Conversion" then Column BA (AMOUNT) and Column BB (TAXES) BOTH values will be convert based on selected Currency in (Column L). 2. If you choose "Partial Conversion" then Column BA (AMOUNT) only will be converted based on selected currency (Column L) and Column BB (TAXES) value (INR) will be added to the converted values.
Note on K87: gepadmin: 1. If you choose "Full Conversion" then Column BA (AMOUNT) and Column BB (TAXES) BOTH values will be convert based on selected Currency in (Column L). 2. If you choose "Partial Conversion" then Column BA (AMOUNT) only will be converted based on selected currency (Column L) and Column BB (TAXES) value (INR) will be added to the converted values.
Note on K90: gepadmin: 1. If you choose "Full Conversion" then Column BA (AMOUNT) and Column BB (TAXES) BOTH values will be convert based on selected Currency in (Column L). 2. If you choose "Partial Conversion" then Column BA (AMOUNT) only will be converted based on selected currency (Column L) and Column BB (TAXES) value (INR) will be added to the converted values.
Note on K91: gepadmin: 1. If you choose "Full Conversion" then Column BA (AMOUNT) and Column BB (TAXES) BOTH values will be convert based on selected Currency in (Column L). 2. If you choose "Partial Conversion" then Column BA (AMOUNT) only will be converted based on selected currency (Column L) and Column BB (TAXES) value (INR) will be added to the converted values.
Note on K93: gepadmin: 1. If you choose "Full Conversion" then Column BA (AMOUNT) and Column BB (TAXES) BOTH values will be convert based on selected Currency in (Column L). 2. If you choose "Partial Conversion" then Column BA (AMOUNT) only will be converted based on selected currency (Column L) and Column BB (TAXES) value (INR) will be added to the converted values.
Note on K94: gepadmin: 1. If you choose "Full Conversion" then Column BA (AMOUNT) and Column BB (TAXES) BOTH values will be convert based on selected Currency in (Column L). 2. If you choose "Partial Conversion" then Column BA (AMOUNT) only will be converted based on selected currency (Column L) and Column BB (TAXES) value (INR) will be added to the converted values.
Note on K96: gepadmin: 1. If you choose "Full Conversion" then Column BA (AMOUNT) and Column BB (TAXES) BOTH values will be convert based on selected Currency in (Column L). 2. If you choose "Partial Conversion" then Column BA (AMOUNT) only will be converted based on selected currency (Column L) and Column BB (TAXES) value (INR) will be added to the converted values.
Note on K99: gepadmin: 1. If you choose "Full Conversion" then Column BA (AMOUNT) and Column BB (TAXES) BOTH values will be convert based on selected Currency in (Column L). 2. If you choose "Partial Conversion" then Column BA (AMOUNT) only will be converted based on selected currency (Column L) and Column BB (TAXES) value (INR) will be added to the converted values.
Note on K100: gepadmin: 1. If you choose "Full Conversion" then Column BA (AMOUNT) and Column BB (TAXES) BOTH values will be convert based on selected Currency in (Column L). 2. If you choose "Partial Conversion" then Column BA (AMOUNT) only will be converted based on selected currency (Column L) and Column BB (TAXES) value (INR) will be added to the converted values.
Note on K103: gepadmin: 1. If you choose "Full Conversion" then Column BA (AMOUNT) and Column BB (TAXES) BOTH values will be convert based on selected Currency in (Column L). 2. If you choose "Partial Conversion" then Column BA (AMOUNT) only will be converted based on selected currency (Column L) and Column BB (TAXES) value (INR) will be added to the converted values.
Note on K104: gepadmin: 1. If you choose "Full Conversion" then Column BA (AMOUNT) and Column BB (TAXES) BOTH values will be convert based on selected Currency in (Column L). 2. If you choose "Partial Conversion" then Column BA (AMOUNT) only will be converted based on selected currency (Column L) and Column BB (TAXES) value (INR) will be added to the converted values.
Note on K105: gepadmin: 1. If you choose "Full Conversion" then Column BA (AMOUNT) and Column BB (TAXES) BOTH values will be convert based on selected Currency in (Column L). 2. If you choose "Partial Conversion" then Column BA (AMOUNT) only will be converted based on selected currency (Column L) and Column BB (TAXES) value (INR) will be added to the converted values.
Note on K109: gepadmin: 1. If you choose "Full Conversion" then Column BA (AMOUNT) and Column BB (TAXES) BOTH values will be convert based on selected Currency in (Column L). 2. If you choose "Partial Conversion" then Column BA (AMOUNT) only will be converted based on selected currency (Column L) and Column BB (TAXES) value (INR) will be added to the converted values.
Note on K110: gepadmin: 1. If you choose "Full Conversion" then Column BA (AMOUNT) and Column BB (TAXES) BOTH values will be convert based on selected Currency in (Column L). 2. If you choose "Partial Conversion" then Column BA (AMOUNT) only will be converted based on selected currency (Column L) and Column BB (TAXES) value (INR) will be added to the converted values.
Note on K112: gepadmin: 1. If you choose "Full Conversion" then Column BA (AMOUNT) and Column BB (TAXES) BOTH values will be convert based on selected Currency in (Column L). 2. If you choose "Partial Conversion" then Column BA (AMOUNT) only will be converted based on selected currency (Column L) and Column BB (TAXES) value (INR) will be added to the converted values.
Note on K113: gepadmin: 1. If you choose "Full Conversion" then Column BA (AMOUNT) and Column BB (TAXES) BOTH values will be convert based on selected Currency in (Column L). 2. If you choose "Partial Conversion" then Column BA (AMOUNT) only will be converted based on selected currency (Column L) and Column BB (TAXES) value (INR) will be added to the converted values.
Note on K114: gepadmin: 1. If you choose "Full Conversion" then Column BA (AMOUNT) and Column BB (TAXES) BOTH values will be convert based on selected Currency in (Column L). 2. If you choose "Partial Conversion" then Column BA (AMOUNT) only will be converted based on selected currency (Column L) and Column BB (TAXES) value (INR) will be added to the converted values.
Note on K115: gepadmin: 1. If you choose "Full Conversion" then Column BA (AMOUNT) and Column BB (TAXES) BOTH values will be convert based on selected Currency in (Column L). 2. If you choose "Partial Conversion" then Column BA (AMOUNT) only will be converted based on selected currency (Column L) and Column BB (TAXES) value (INR) will be added to the converted values.
Note on K116: gepadmin: 1. If you choose "Full Conversion" then Column BA (AMOUNT) and Column BB (TAXES) BOTH values will be convert based on selected Currency in (Column L). 2. If you choose "Partial Conversion" then Column BA (AMOUNT) only will be converted based on selected currency (Column L) and Column BB (TAXES) value (INR) will be added to the converted values.
Note on K118: gepadmin: 1. If you choose "Full Conversion" then Column BA (AMOUNT) and Column BB (TAXES) BOTH values will be convert based on selected Currency in (Column L). 2. If you choose "Partial Conversion" then Column BA (AMOUNT) only will be converted based on selected currency (Column L) and Column BB (TAXES) value (INR) will be added to the converted values.
Note on K119: gepadmin: 1. If you choose "Full Conversion" then Column BA (AMOUNT) and Column BB (TAXES) BOTH values will be convert based on selected Currency in (Column L). 2. If you choose "Partial Conversion" then Column BA (AMOUNT) only will be converted based on selected currency (Column L) and Column BB (TAXES) value (INR) will be added to the converted values.
Note on K121: gepadmin: 1. If you choose "Full Conversion" then Column BA (AMOUNT) and Column BB (TAXES) BOTH values will be convert based on selected Currency in (Column L). 2. If you choose "Partial Conversion" then Column BA (AMOUNT) only will be converted based on selected currency (Column L) and Column BB (TAXES) value (INR) will be added to the converted values.
Note on K122: gepadmin: 1. If you choose "Full Conversion" then Column BA (AMOUNT) and Column BB (TAXES) BOTH values will be convert based on selected Currency in (Column L). 2. If you choose "Partial Conversion" then Column BA (AMOUNT) only will be converted based on selected currency (Column L) and Column BB (TAXES) value (INR) will be added to the converted values.
Note on K126: gepadmin: 1. If you choose "Full Conversion" then Column BA (AMOUNT) and Column BB (TAXES) BOTH values will be convert based on selected Currency in (Column L). 2. If you choose "Partial Conversion" then Column BA (AMOUNT) only will be converted based on selected currency (Column L) and Column BB (TAXES) value (INR) will be added to the converted values.
Note on K127: gepadmin: 1. If you choose "Full Conversion" then Column BA (AMOUNT) and Column BB (TAXES) BOTH values will be convert based on selected Currency in (Column L). 2. If you choose "Partial Conversion" then Column BA (AMOUNT) only will be converted based on selected currency (Column L) and Column BB (TAXES) value (INR) will be added to the converted values.
Note on K128: gepadmin: 1. If you choose "Full Conversion" then Column BA (AMOUNT) and Column BB (TAXES) BOTH values will be convert based on selected Currency in (Column L). 2. If you choose "Partial Conversion" then Column BA (AMOUNT) only will be converted based on selected currency (Column L) and Column BB (TAXES) value (INR) will be added to the converted values.
Note on K131: gepadmin: 1. If you choose "Full Conversion" then Column BA (AMOUNT) and Column BB (TAXES) BOTH values will be convert based on selected Currency in (Column L). 2. If you choose "Partial Conversion" then Column BA (AMOUNT) only will be converted based on selected currency (Column L) and Column BB (TAXES) value (INR) will be added to the converted values.
Note on K132: gepadmin: 1. If you choose "Full Conversion" then Column BA (AMOUNT) and Column BB (TAXES) BOTH values will be convert based on selected Currency in (Column L). 2. If you choose "Partial Conversion" then Column BA (AMOUNT) only will be converted based on selected currency (Column L) and Column BB (TAXES) value (INR) will be added to the converted values.
Note on K133: gepadmin: 1. If you choose "Full Conversion" then Column BA (AMOUNT) and Column BB (TAXES) BOTH values will be convert based on selected Currency in (Column L). 2. If you choose "Partial Conversion" then Column BA (AMOUNT) only will be converted based on selected currency (Column L) and Column BB (TAXES) value (INR) will be added to the converted values.
Note on K136: gepadmin: 1. If you choose "Full Conversion" then Column BA (AMOUNT) and Column BB (TAXES) BOTH values will be convert based on selected Currency in (Column L). 2. If you choose "Partial Conversion" then Column BA (AMOUNT) only will be converted based on selected currency (Column L) and Column BB (TAXES) value (INR) will be added to the converted values.
Note on K137: gepadmin: 1. If you choose "Full Conversion" then Column BA (AMOUNT) and Column BB (TAXES) BOTH values will be convert based on selected Currency in (Column L). 2. If you choose "Partial Conversion" then Column BA (AMOUNT) only will be converted based on selected currency (Column L) and Column BB (TAXES) value (INR) will be added to the converted values.
Note on K138: gepadmin: 1. If you choose "Full Conversion" then Column BA (AMOUNT) and Column BB (TAXES) BOTH values will be convert based on selected Currency in (Column L). 2. If you choose "Partial Conversion" then Column BA (AMOUNT) only will be converted based on selected currency (Column L) and Column BB (TAXES) value (INR) will be added to the converted values.
Note on K142: gepadmin: 1. If you choose "Full Conversion" then Column BA (AMOUNT) and Column BB (TAXES) BOTH values will be convert based on selected Currency in (Column L). 2. If you choose "Partial Conversion" then Column BA (AMOUNT) only will be converted based on selected currency (Column L) and Column BB (TAXES) value (INR) will be added to the converted values.
Note on K143: gepadmin: 1. If you choose "Full Conversion" then Column BA (AMOUNT) and Column BB (TAXES) BOTH values will be convert based on selected Currency in (Column L). 2. If you choose "Partial Conversion" then Column BA (AMOUNT) only will be converted based on selected currency (Column L) and Column BB (TAXES) value (INR) will be added to the converted values.
Note on K145: gepadmin: 1. If you choose "Full Conversion" then Column BA (AMOUNT) and Column BB (TAXES) BOTH values will be convert based on selected Currency in (Column L). 2. If you choose "Partial Conversion" then Column BA (AMOUNT) only will be converted based on selected currency (Column L) and Column BB (TAXES) value (INR) will be added to the converted values.
Note on K146: gepadmin: 1. If you choose "Full Conversion" then Column BA (AMOUNT) and Column BB (TAXES) BOTH values will be convert based on selected Currency in (Column L). 2. If you choose "Partial Conversion" then Column BA (AMOUNT) only will be converted based on selected currency (Column L) and Column BB (TAXES) value (INR) will be added to the converted values.
Note on K149: gepadmin: 1. If you choose "Full Conversion" then Column BA (AMOUNT) and Column BB (TAXES) BOTH values will be convert based on selected Currency in (Column L). 2. If you choose "Partial Conversion" then Column BA (AMOUNT) only will be converted based on selected currency (Column L) and Column BB (TAXES) value (INR) will be added to the converted values.
Note on K151: gepadmin: 1. If you choose "Full Conversion" then Column BA (AMOUNT) and Column BB (TAXES) BOTH values will be convert based on selected Currency in (Column L). 2. If you choose "Partial Conversion" then Column BA (AMOUNT) only will be converted based on selected currency (Column L) and Column BB (TAXES) value (INR) will be added to the converted values.
Note on K153: gepadmin: 1. If you choose "Full Conversion" then Column BA (AMOUNT) and Column BB (TAXES) BOTH values will be convert based on selected Currency in (Column L). 2. If you choose "Partial Conversion" then Column BA (AMOUNT) only will be converted based on selected currency (Column L) and Column BB (TAXES) value (INR) will be added to the converted values.
Note on K156: gepadmin: 1. If you choose "Full Conversion" then Column BA (AMOUNT) and Column BB (TAXES) BOTH values will be convert based on selected Currency in (Column L). 2. If you choose "Partial Conversion" then Column BA (AMOUNT) only will be converted based on selected currency (Column L) and Column BB (TAXES) value (INR) will be added to the converted values.
Note on K159: gepadmin: 1. If you choose "Full Conversion" then Column BA (AMOUNT) and Column BB (TAXES) BOTH values will be convert based on selected Currency in (Column L). 2. If you choose "Partial Conversion" then Column BA (AMOUNT) only will be converted based on selected currency (Column L) and Column BB (TAXES) value (INR) will be added to the converted values.
Note on K160: gepadmin: 1. If you choose "Full Conversion" then Column BA (AMOUNT) and Column BB (TAXES) BOTH values will be convert based on selected Currency in (Column L). 2. If you choose "Partial Conversion" then Column BA (AMOUNT) only will be converted based on selected currency (Column L) and Column BB (TAXES) value (INR) will be added to the converted values.
Note on K162: gepadmin: 1. If you choose "Full Conversion" then Column BA (AMOUNT) and Column BB (TAXES) BOTH values will be convert based on selected Currency in (Column L). 2. If you choose "Partial Conversion" then Column BA (AMOUNT) only will be converted based on selected currency (Column L) and Column BB (TAXES) value (INR) will be added to the converted values.
Note on K163: gepadmin: 1. If you choose "Full Conversion" then Column BA (AMOUNT) and Column BB (TAXES) BOTH values will be convert based on selected Currency in (Column L). 2. If you choose "Partial Conversion" then Column BA (AMOUNT) only will be converted based on selected currency (Column L) and Column BB (TAXES) value (INR) will be added to the converted values.
Note on K165: gepadmin: 1. If you choose "Full Conversion" then Column BA (AMOUNT) and Column BB (TAXES) BOTH values will be convert based on selected Currency in (Column L). 2. If you choose "Partial Conversion" then Column BA (AMOUNT) only will be converted based on selected currency (Column L) and Column BB (TAXES) value (INR) will be added to the converted values.
Note on K168: gepadmin: 1. If you choose "Full Conversion" then Column BA (AMOUNT) and Column BB (TAXES) BOTH values will be convert based on selected Currency in (Column L). 2. If you choose "Partial Conversion" then Column BA (AMOUNT) only will be converted based on selected currency (Column L) and Column BB (TAXES) value (INR) will be added to the converted values.
Note on K170: gepadmin: 1. If you choose "Full Conversion" then Column BA (AMOUNT) and Column BB (TAXES) BOTH values will be convert based on selected Currency in (Column L). 2. If you choose "Partial Conversion" then Column BA (AMOUNT) only will be converted based on selected currency (Column L) and Column BB (TAXES) value (INR) will be added to the converted values.
Note on K171: gepadmin: 1. If you choose "Full Conversion" then Column BA (AMOUNT) and Column BB (TAXES) BOTH values will be convert based on selected Currency in (Column L). 2. If you choose "Partial Conversion" then Column BA (AMOUNT) only will be converted based on selected currency (Column L) and Column BB (TAXES) value (INR) will be added to the converted values.
Note on K172: gepadmin: 1. If you choose "Full Conversion" then Column BA (AMOUNT) and Column BB (TAXES) BOTH values will be convert based on selected Currency in (Column L). 2. If you choose "Partial Conversion" then Column BA (AMOUNT) only will be converted based on selected currency (Column L) and Column BB (TAXES) value (INR) will be added to the converted values.
Note on K174: gepadmin: 1. If you choose "Full Conversion" then Column BA (AMOUNT) and Column BB (TAXES) BOTH values will be convert based on selected Currency in (Column L). 2. If you choose "Partial Conversion" then Column BA (AMOUNT) only will be converted based on selected currency (Column L) and Column BB (TAXES) value (INR) will be added to the converted values.
Note on K176: gepadmin: 1. If you choose "Full Conversion" then Column BA (AMOUNT) and Column BB (TAXES) BOTH values will be convert based on selected Currency in (Column L). 2. If you choose "Partial Conversion" then Column BA (AMOUNT) only will be converted based on selected currency (Column L) and Column BB (TAXES) value (INR) will be added to the converted values.
Note on K177: gepadmin: 1. If you choose "Full Conversion" then Column BA (AMOUNT) and Column BB (TAXES) BOTH values will be convert based on selected Currency in (Column L). 2. If you choose "Partial Conversion" then Column BA (AMOUNT) only will be converted based on selected currency (Column L) and Column BB (TAXES) value (INR) will be added to the converted values.
Note on K178: gepadmin: 1. If you choose "Full Conversion" then Column BA (AMOUNT) and Column BB (TAXES) BOTH values will be convert based on selected Currency in (Column L). 2. If you choose "Partial Conversion" then Column BA (AMOUNT) only will be converted based on selected currency (Column L) and Column BB (TAXES) value (INR) will be added to the converted values.
Note on K179: gepadmin: 1. If you choose "Full Conversion" then Column BA (AMOUNT) and Column BB (TAXES) BOTH values will be convert based on selected Currency in (Column L). 2. If you choose "Partial Conversion" then Column BA (AMOUNT) only will be converted based on selected currency (Column L) and Column BB (TAXES) value (INR) will be added to the converted values.
Note on K180: gepadmin: 1. If you choose "Full Conversion" then Column BA (AMOUNT) and Column BB (TAXES) BOTH values will be convert based on selected Currency in (Column L). 2. If you choose "Partial Conversion" then Column BA (AMOUNT) only will be converted based on selected currency (Column L) and Column BB (TAXES) value (INR) will be added to the converted values.
Note on K98: gepadmin: 1. If you choose "Full Conversion" then Column BA (AMOUNT) and Column BB (TAXES) BOTH values will be convert based on selected Currency in (Column L). 2. If you choose "Partial Conversion" then Column BA (AMOUNT) only will be converted based on selected currency (Column L) and Column BB (TAXES) value (INR) will be added to the converted values.

## Macros
Please Enable Macros to View BoQ information