## BoQ1 (hidden)
Percentage BoQ
BoQ_Ver3.0 | Percentage | Normal | INR Only | INR
Select, At Par, Excess (+), Less (-) |  | IOCL
Tender Inviting Authority: The Additional Chief Engineer, WBPHIDCL
Name of Work: Repair, Renovation and Upgradation of three nos. Single Storied L.S. Quarter and two nos. Single Storied Officer Quarter at Gosaba P.S. in Baruipur Police District under the South 24 Parganas.
Contract No: WBPHIDCL/Addl.CE/NIT- 136(e)/2019-2020 (1st Call) Sl.NO. 2
Bidder Name :
PRICE SCHEDULE (This BOQ template must not be modified/replaced by the bidder and the same should be uploaded after filling the relevent columns, else the bidder is liable to be rejected for this tender. Bidders are allowed to enter the Bidder Name and Values only )
NUMBER # | TEXT # | TEXT # | NUMBER # | TEXT # | NUMBER | NUMBER | TEXT | TEXT # | NUMBER # | TEXT# | TEXT # | NUMBER # | NUMBER | NUMBER | NUMBER | NUMBER | TEXT | TEXT | NUMBER | NUMBER | NUMBER | NUMBER | TEXT | TEXT | NUMBER | NUMBER | NUMBER | NUMBER | TEXT | TEXT | NUMBER | NUMBER | NUMBER | NUMBER | TEXT | TEXT | NUMBER | NUMBER | NUMBER | NUMBER | TEXT | TEXT | NUMBER | NUMBER | NUMBER # | NUMBER # | TEXT | TEXT | NUMBER # | NUMBER # | DATE | NUMBER # | NUMBER # | TEXT #
Sl. No. | Item Description | Item Code / Make | Quantity | Units | Estimated Rate |  |  | Addition / Deduction | Addition / Deduction Values | Currency Convertion against each Item | Quoted Currency in INR / Other Currency | BASIC RATE In Figures To be entered by the Bidder Rs. P | Excise Duty | VAT | Freight Charges ( Unloading & Stacking) | Any Other Taxes/Duties/Levies |  |  | Other Taxes 2 | IIIrd Party i.e DGS&D / RITES etc Inspection Charges @0.34%+Service Tax | Less for Cenvat Credit,if any respect of Supplies Under full Excise Duty Category | [30 empty] | TOTAL AMOUNT With Taxes | TOTAL AMOUNT With Taxes | TOTAL AMOUNT In Words
1 | 2 | 3 | 4 | 5 | 6 | 7 | 8 | 9 | 10 | 11 | 12 | 13 | 14 | 15 | 16 | 17 | 18 | 19 | 20 | 21 | 22 | 23 | 24 | 25 | 26 | 27 | 28 | 29 | 30 | 31 | 32 | 33 | 34 | 35 | 36 | 37 | 38 | 39 | 40 | 41 | 42 | 43 | 44 | 45 | 46 | 47 | 48 | 49 | 50 | 51 | 52 | 53 | 54 | 55
1 | Civil works | BI01010001010000000000000515BI0100001112 | [58 empty] | 1 | Construction of chamber for 100mm sluices valve | item1 | 10 | 1 Nos
2 | Stripping off worn out plaster and raking out joints of walls, celings etc. upto any height and in any floor including removing rubbish within a lead of 75m as directed. | BI01010001010000000000000515BI0100001113 | 1020 | Sqm. | 26.33 |  |  | Excess(+) | 1 | Full Conversion | INR | [40 empty] | 26856.6 | 26856.6 | INR Twenty Six Thousand Eight Hundred & Fifty Six and Paise Sixty Only | 10 | 11.31 | 10200 | 26.33 | 36.486 | 36.486 | 2 | Construction of chamber for 100mm sluices valve | item3 | 10 | Nos
3 | Dismantling R.C. floor, roof, beams etc. including cutting rods and removing rubbish as directed within a lead of 75 m. including stacking of steel bars. (a) In ground floor including roof. ground floor | BI01010001010000000000000515BI0100001114 | 1 | Cum. | 2710.47 |  |  | Excess(+) | 1 | Full Conversion | INR | [40 empty] | 2710.47 | 2710.47 | INR Two Thousand Seven Hundred & Ten and Paise Forty Seven Only | 166 | 187.78 | 166 | 2710.47 | 3755.952 |  | 3 | Supplying, Conveying and fixing spls. Including ea | item4 | 10 | Nos
4 | Dismantling all types of plain cement concrete works, stacking serviceable materials at site and removing rubbish as directed within a lead of 75 m. In ground floor including roof. (a) upto 150 mm. thick ground floor | BI01010001010000000000000515BI0100001115 | 1 | Cum. | 1301.19 |  |  | Excess(+) | 1 | Full Conversion | INR | [40 empty] | 1301.19 | 1301.19 | INR One Thousand Three Hundred & One and Paise Nineteen Only | 119.27 | 134.92 | 119.27 | 1301.19 | 1803.085 |  | 1.01 | Supplying, Conveying and fixing spls. Including eart | item1 | 123.223 | Nos
5 | Dismantling all types of masonry excepting cement concrete plain or reinforced, stacking serviceable materials at site and removing rubbish as directed within a lead of 75 m. a) In ground floor including roof. ground floor | BI01010001010000000000000515BI0100001116 | 1 | Cum. | 619.42 |  |  | Excess(+) | 1 | Full Conversion | INR | [40 empty] | 619.42 | 619.42 | INR Six Hundred & Nineteen and Paise Forty Two Only | 192.38 | 217.62 | 192.38 | 619.42 | 858.343 |  | 1.02 | Construction of chamber for 100mm sluice plates | item2 | 213 | Nos
6 | Removalof rubbish,earth etc.from the working site and disposal of thesame beyond the compound ,inconformity with the Municipal/Corporation Rules for such disposal,loading in to truckand cleaning the site in all respect as per direction of Engineer in charge | BI01010001010000000000000515BI0100001117 | 3.847 | CuM. | 230.03 |  |  | Excess(+) | 1 | Full Conversion | INR | [40 empty] | 884.93 | 884.93 | INR Eight Hundred & Eighty Four and Paise Ninety Three Only | 77.54 | 87.71 | 298.3 | 230.03 | 318.757 |  | 2 | Construction of chamber for 100mm sluices valve | item3 | 10 | Nos
7 | Earth work in excavation of foundation trenches or drains, in all sorts of soil (including mixed soil but excluding laterite or sandstone) including removing, spreading or stacking the spoils within a lead of 75 m. as directed. The item includes necessary trimming the sides of trenches, levelling, dressing and ramming the bottom, bailing out water as required complete. a) Depth of excavation not exceeding 1,500 mm. | BI01010001010000000000000515BI0100001118 | 1 | Cum | 165.28 |  |  | Excess(+) | 1 | Full Conversion | INR | [40 empty] | 165.28 | 165.28 | INR One Hundred & Sixty Five and Paise Twenty Eight Only | 355.41 | 402.04 | 355.41 | 165.28 | 229.032 |  | 3 | Supplying, Conveying and fixing spls. Including ea | item4 | 10 | Nos
8 | Earth work in filling in foundation trenches or plinth with good earth, in layers not exceeding 150 mm. including watering and ramming etc. layer by layer complete. (Payment to be made on the basis of measurement of finished quantity of work) (a) With earth obtained from excavation of foundation. | BI01010001010000000000000515BI0100001119 | 0.5 | Cum | 107.45 |  |  | Excess(+) | 1 | Full Conversion | INR | [40 empty] | 53.73 | 53.73 | INR Fifty Three and Paise Seventy Three Only | 487.41 | 551.36 | 243.71 | 107.45 | 148.896 |  | 1.01 | Supplying, Conveying and fixing spls. Including eart | item1 | 123.223 | Nos
9 | Single Brick Flat Soling of picked jhama bricks including ramming and dressing bed to proper level and filling joints with local sand. | BI01010001010000000000000515BI0100001120 | 80 | Sq.M. | 500.25 |  |  | Excess(+) | 1 | Full Conversion | INR | [40 empty] | 40020 | 40020 | INR Forty Thousand &Twenty Only | 110 | 124.43 | 8800 | 500.25 | 693.206
10 | (I) Cement concrete with graded stone ballast (40 mm size excluding shuttering) In ground floor (A)With Pakur Variety 1:3:6 | BI01010001010000000000000515BI0100001121 | 6.5 | Cum. | 7449.63 |  |  | Excess(+) | 1 | Full Conversion | INR | [40 empty] | 48422.6 | 48422.6 | INR Forty Eight Thousand Four Hundred & Twenty Two and Paise Sixty Only | 266 | 300.9 | 1729 | 7449.63 | 10323.101
11 | Ordinary Cement concrete (mix 1:1.5:3) with graded stone chips (20 mm nominal size) excluding shuttering and reinforcement if any, in ground floor as per relevant IS codes. ground floor | BI01010001010000000000000515BI0100001122 | 7.5 | Cum. | 8980.85 |  |  | Excess(+) | 1 | Full Conversion | INR | [40 empty] | 67356.38 | 67356.38 | INR Sixty Seven Thousand Three Hundred & Fifty Six and Paise Thirty Eight Only | 40 | 45.25 | 300 | 8980.85 | 12444.943
12 | 6 (b) Controlled Cement concrete with well graded stone chips (20 mm nominal size) excluding shuttering and reinforcement with complete design of concrete as per IS : 456 and relevant special publications, submission of job mix formula after preliminary mix design after testing of concrete cubes as per direction of Engineer-in charge. Consumption of cement will not be less than 300 Kg of cement with Super plasticiser per cubic meter of controlled concrete but actual consumption will be determined on the basis of preliminary test and job mix foumula. In ground floor and foundation.[using concrete mixture] (b) M 25 Grade (i) Pakur Variety ground floor | BI01010001010000000000000515BI0100001123 | 1.5 | Cum. | 9702.81 |  |  | Excess(+) | 1 | Full Conversion | INR | [40 empty] | 14554.22 | 14554.22 | INR Fourteen Thousand Five Hundred & Fifty Four and Paise Twenty Two Only | 24 | 27.15 | 36 | 9702.81 | 13445.378
13 | Reinforcement for reinforced concrete work in all sorts structure including distribution bars, stirrups, binders etc. including of rods initial straightening and removal of loose rust (if necessary), cutting to requisite length , hooking and bending with 16 gauge black annealed wire at every inter section, complete as per drawing and direction. (a) For works in foundation, basement and upto roof of ground floor / upto 4 m (i) Tor Steel / Mild Steel ( I ) SAIL / TATA / RINL GROUND FLOOR ground floor | BI01010001010000000000000515BI0100001124 | 0.18 | MT. | 98962.58 |  |  | Excess(+) | 1 | Full Conversion | INR | [40 empty] | 17813.26 | 17813.26 | INR Seventeen Thousand Eight Hundred & Thirteen and Paise Twenty Six Only | 4818.66 | 5450.87 | 867.36 | 98962.58 | 137134.426
14 | Hire and labour charges for shuttering with centreing and necessary staging up to 4m using approved stout props thick hard wood planks of approved thickness with required bracing for concrete slabs, beams, columns, linteles curved or straight including fitting, fixing and striking out after complition of works upto roof og GF a) 25mm to 30mm thick wooden shuttering as per decision and direction of E.I.C Ground floor | BI01010001010000000000000515BI0100001125 | 24.368 | Sqm | 464.22 |  |  | Excess(+) | 1 | Full Conversion | INR | [40 empty] | 11312.11 | 11312.11 | INR Eleven Thousand Three Hundred & Twelve and Paise Eleven Only | 5920.24 | 6696.98 | 144264.41 | 464.22 | 643.279
15 | Brick work with 1st class bricks in cement mortar (1:6) in (a) In foundation and plinth | BI01010001010000000000000515BI0100001126 | 1.7 | CuM. | 7500.9 |  |  | Excess(+) | 1 | Full Conversion | INR | [40 empty] | 12751.53 | 12751.53 | INR Twelve Thousand Seven Hundred & Fifty One and Paise Fifty Three Only | 5940.24 | 6719.6 | 10098.41 | 7500.9 | 10394.147
16 | Brick work with 1st class bricks in cement mortar (1:6) in (b) Ground Floor Superstructure | BI01010001010000000000000515BI0100001127 | 1.5 | CuM. | 7809.92 |  |  | Excess(+) | 1 | Full Conversion | INR | [40 empty] | 11714.88 | 11714.88 | INR Eleven Thousand Seven Hundred & Fourteen and Paise Eighty Eight Only | 5960.24 | 6742.22 | 8940.36 | 7809.92 | 10822.362
17 | 125 mm. thick brick work with 1st class bricks in cement mortar (1:4)in Ground floor | BI01010001010000000000000515BI0100001128 | 30 | SqM | 1019.89 |  |  | Excess(+) | 1 | Full Conversion | INR | [40 empty] | 30596.7 | 30596.7 | INR Thirty Thousand Five Hundred & Ninety Six and Paise Seventy Only | 359 | 406.1 | 10770 | 1019.89 | 1413.282
18 | Labour for Chipping of concrete surface before taking up Plastering work. | BI01010001010000000000000515BI0100001129 | 25 | Sqm | 29.1 |  |  | Excess(+) | 1 | Full Conversion | INR | [40 empty] | 727.5 | 727.5 | INR Seven Hundred & Twenty Seven and Paise Fifty Only | 377 | 426.46 | 9425 | 29.1 | 40.324
19 | Supplying, fitting & fixing 1st quality Ceramic tiles in walls and floors to match with the existing work & 4 nos. of key stones (10mm) fixed with araldite at the back of each tile & finishing the joints with white cement mixed with colouring oxide if required to match the colour of tiles including roughening of concrete surface, if necessary or by synthetic adhesive & grout materials etc. (A) Floor(b) Area of each tile above 0.09 Sq.m (i) Coloured decorative With Sand Cement Mortar (1:4) 20 mm thick & 2 mm thick cement slurry at back side of tiles using cement @ 2.91 Kg/Sq.m & joint filling using white cement slurry @ 0.20kg/Sq.m. Ground floor | BI01010001010000000000000515BI0100001130 | 20.2 | Sq. M | 1274.86 |  |  | Excess(+) | 1 | Full Conversion | INR | [40 empty] | 25752.17 | 25752.17 | INR Twenty Five Thousand Seven Hundred & Fifty Two and Paise Seventeen Only | 395 | 446.82 | 7979 | 1274.86 | 1766.599
20 | Supplying, fitting & fixing 1st quality Ceramic tiles in walls and floors to match with the existing work & 4 nos. of key stones (10mm) fixed with araldite at the back of each tile & finishing the joints with white cement mixed with colouring oxide if required to match the colour of tiles including roughening of concrete surface, if necessary or by synthetic adhesive & grout materials etc. (B) Wall With Sand Cement Mortar (1:3) 15 mm thick & 2 mm thick cement slurry at back side of tiles using cement @ 2.91 Kg/Sq.m & joint filling using white cement slurry @ 0.20kg/Sq.m.(b) Area of each tile above 0.09 Sq.m(i) Coloured decorative Ground floor | BI01010001010000000000000515BI0100001131 | 92.5 | Sq. M | 1536.76 |  |  | Excess(+) | 1 | Full Conversion | INR | [40 empty] | 142150.3 | 142150.3 | INR One Lakh Forty Two Thousand One Hundred & Fifty and Paise Thirty Only | 71269 | 80619.49 | 6592382.5 | 1536.76 | 2129.519
21 | 18 mm. to 22 mm. thick, kota stone slab set in 20 mm thick (avg) cement mortar (1:4) in floor, stair & lobby including pointing in cement slurry with admixture of pigment matching the stone shade, including grinding & polishing as per direction of Engineer - in - charge to match with the existingwork. [Slurry for bedding @ 4.4 kg/Sq.m and pointing @2.0 kg/Sq.m] Ground floor | BI01010001010000000000000515BI0100001132 | 46 | Sq. M | 1418.98 |  |  | Excess(+) | 1 | Full Conversion | INR | [40 empty] | 65273.08 | 65273.08 | INR Sixty Five Thousand Two Hundred & Seventy Three and Paise Eight Only | 71699 | 81105.91 | 3298154 | 1418.98 | 1966.309
22 | Supplying, fitting and fixing 18 mm. to 22 mm. thick kota stoneslab in wall, dado in 15 mm thick [avg] cement mortar (1:3) including making suitable arrangement to hold the stone properly by brass / copper hooks including pointing in cement mortar (1:2) (1 cement : 2 marble dust) with admixture of pigments matching the stone shade, including grinding and polishing all complete as per direction of Engineer-in-charge including cost of materials, labour, scaffolding, staging, curing complete. [Using cement slurry for bedding @4.4 kg/Sq.m and for jointing @1.8 kg/Sq.m] Ground floor | BI01010001010000000000000515BI0100001133 | 5 | Sq. M | 1607.44 |  |  | Excess(+) | 1 | Full Conversion | INR | [40 empty] | 8037.2 | 8037.2 | INR Eight Thousand &Thirty Seven and Paise Twenty Only | 72129 | 81592.32 | 360645 | 1607.44 | 2227.462
23 | Extra cost of labour for grinding Kota Stone Floor in treads and riser of Steps. | BI01010001010000000000000515BI0100001134 | 15 | Sq. M | 289.62 |  |  | Excess(+) | 1 | Full Conversion | INR | [40 empty] | 4344.3 | 4344.3 | INR Four Thousand Three Hundred & Forty Four and Paise Thirty Only | 4243 | 4799.68 | 63645 | 289.62 | 401.332
24 | Supplying and laying true to line and level vitrified tiles of approved brand (size not less than 600 mm X 600 mm X 10 mm thick) in floor, skirting etc. set in 20 mm sand cement mortar (1:4) and 2 mm thick cement slurry back side of tiles using cement @ 2.91Kg./sqM or using polymerised adhesive (6 mm thick layer applied directly over finished artificial stone floor/Mosaic etc without any backing course) laid after application slurry using 1.75 Kg of cement per sqM below mortar only, joints grouted with admixture of white cement and colouring pigment to match with colour of tiles / epoxy grout materials of approved make as directed and removal of wax coating of top surface of tiles with warm water and polishing the tiles using soft and dry cloth upto mirror finish complete including the cost of materials, labour and all other incidental charges complete true to the manufacturer's specification and direction of Engineer-in-Charge. (White cement, synthetic (I) With application slurry @1.75 kg/ Sq.m, 20 mm sand cement mortar (1:4) & 2 mm thick cement slurry at back side of tiles, 0.2 kg/ Sq.m white cement for joint filling with pigment. (B) Light Colour Ground floor | BI01010001010000000000000515BI0100001135 | 20 | Sq. M | 1780.65 |  |  | Excess(+) | 1 | Full Conversion | INR | [40 empty] | 35613 | 35613 | INR Thirty Five Thousand Six Hundred & Thirteen Only | 4354 | 4925.24 | 87080 | 1780.65 | 2467.482
25 | Artificial stone in floor, dado, staircase etc with cement concrete (1:2:4) with stone chips, laid in panels as directed with topping made with ordinary or white cement (as necessary) and marble dust in proportion (1:2) including smooth finishing and rounding off corners including raking out joints or roughening of concrete surface and application of cement slurry before flooring works using cement @ 1.75 kg/sq.m all complete including all materials and labour. 3 mm. thick topping (High polishing grinding on this item is not permitted with ordinary cement). Using grey cement (iii) 35 mm. thick Ground floor | BI01010001010000000000000515BI0100001136 | 60 | Sqm | 466.99 |  |  | Excess(+) | 1 | Full Conversion | INR | [40 empty] | 28019.4 | 28019.4 | INR Twenty Eight Thousand &Nineteen and Paise Forty Only | 4465 | 5050.81 | 267900 | 466.99 | 647.117
26 | Supplying, fitting and fixing Black Stone slab used in Kitchen slab, alcove, wardrobe etc. laid and jointed with necessary adhesive Cement mortar (1:2) including grinding or polishing as per direction of Engineer-in -Charge in Ground Floor. Ground floor | BI01010001010000000000000515BI0100001137 | 25 | Sqm | 891.02 |  |  | Excess(+) | 1 | Full Conversion | INR | [40 empty] | 22275.5 | 22275.5 | INR Twenty Two Thousand Two Hundred & Seventy Five and Paise Fifty Only | 4576 | 5176.37 | 114400 | 891.02 | 1234.704
27 | Plaster (to wall, floor, ceiling etc.) with sand and cement mortar including rounding off or chamfering corners as directed and raking out joints including throating, nosing and drip course, scaffolding/staging where necessary (Ground floor).[Excluding cost of chipping over concrete surface] (ii)/c/ With 1:4 cement mortar ,c) 10 mm thick plaster. Ceiling Plaster Ground floor | BI01010001010000000000000515BI0100001138 | 220 | SqM | 184.3 |  |  | Excess(+) | 1 | Full Conversion | INR | [40 empty] | 40546 | 40546 | INR Forty Thousand Five Hundred & Forty Six Only | 592 | 669.67 | 130240 | 184.3 | 255.388
28 | Plaster (to wall, floor, ceiling etc.) with sand and cement mortar including rounding off or chamfering corners as directed and raking out joints including throating, nosing and drip course, scaffolding/staging where necessary (Ground floor).[Excluding cost of chipping over concrete surface] i)With 6:1 cement mortar b) 20mm thick plaster OUTSIDE Ground floor | BI01010001010000000000000515BI0100001139 | 350 | SqM | 242.5 |  |  | Excess(+) | 1 | Full Conversion | INR | [40 empty] | 84875 | 84875 | INR Eighty Four Thousand Eight Hundred & Seventy Five Only | 604 | 683.24 | 211400 | 242.5 | 336.037
29 | Plaster (to wall, floor, ceiling etc.) with sand and cement mortar including rounding off or chamfering corners as directed and raking out joints including throating, nosing and drip course, scaffolding/staging where necessary (Ground floor).[Excluding cost of chipping over concrete surface] i)With 6:1 cement mortar c) 15mm thick plaster INSIDE Ground floor | BI01010001010000000000000515BI0100001140 | 450 | SqM | 209.24 |  |  | Excess(+) | 1 | Full Conversion | INR | [40 empty] | 94158 | 94158 | INR Ninety Four Thousand One Hundred & Fifty Eight Only | 616 | 696.82 | 277200 | 209.24 | 289.948
30 | Neat Cement Punning above 1.5mm thick in Wall dado,Window Sill Floor and Drain etc Note Cement 0.152 cum 100 Sqmts Ground floor | BI01010001010000000000000515BI0100001141 | 15 | SqM | 47.11 |  |  | Excess(+) | 1 | Full Conversion | INR | [40 empty] | 706.65 | 706.65 | INR One Lakh Ninety Four Thousand &Forty Only | 186 | 210.4 | 2790 | 47.11 | 65.281
31 | Removing old paint from blistered painted surface of steel or other metal by chipping including scraping and cleaning and exposing the original surface | BI01010001010000000000000515BI0100001142 | 60 | Sqm. | 65.13 |  |  | Excess(+) | 1 | Full Conversion | INR | [40 empty] | 3907.8 | 3907.8 | INR Three Thousand Nine Hundred & Seven and Paise Eighty Only | 21 | 23.76 | 1260 | 65.13 | 90.252
32 | Priming one coat on steel or other metal surface with synthetic oil bound primer of approved quality including smoothening surfaces by sand papering etc | BI01010001010000000000000515BI0100001143 | 60 | Sqm. | 40.19 |  |  | Excess(+) | 1 | Full Conversion | INR | [40 empty] | 2411.4 | 2411.4 | INR Two Thousand Four Hundred & Eleven and Paise Forty Only | 75572 | 85487.05 | 4534320 | 40.19 | 55.692
33 | Priming one coat on timber or plastered surface with synthetic oil bound primer of approved quality including smoothening surfaces by sand papering etc. | BI01010001010000000000000515BI0100001144 | 112 | Sqm. | 52.66 |  |  | Excess(+) | 1 | Full Conversion | INR | [40 empty] | 5897.92 | 5897.92 | INR Five Thousand Eight Hundred & Ninety Seven and Paise Ninety Two Only | 75772 | 85713.29 | 8486464 | 52.66 | 72.972
34 | Painting with best quality synthetic enamel paint of approved make and brand including smoothening surface by sand papering etc. including using of approved putty etc. on the surface, if necessary : On timber or plastered surface. With super gloss (hi-gloss) - Two coats (with any shade except white) | BI01010001010000000000000515BI0100001145 | 60 | Sqm. | 112.24 |  |  | Excess(+) | 1 | Full Conversion | INR | [40 empty] | 6734.4 | 6734.4 | INR Six Thousand Seven Hundred & Thirty Four and Paise Forty Only | 75972 | 85939.53 | 4558320 | 112.24 | 155.533
35 | Painting with best quality synthetic enamel paint of approved make and brand including smoothening surface by sand papering etc. including using of approved putty etc. on the surface, if necessary : On steel or other metal surface. With super gloss (hi-gloss) - Two coats (with any shade except white) | BI01010001010000000000000515BI0100001146 | 112 | Sqm. | 109.47 |  |  | Excess(+) | 1 | Full Conversion | INR | [40 empty] | 12260.64 | 12260.64 | INR Twelve Thousand Two Hundred & Sixty and Paise Sixty Four Only | 3955 | 4473.9 | 442960 | 109.47 | 151.695
36 | Applying Interior grade Acrylic Primer of approved quality and brand on plastered or cencrete surface old or new surface to receive Distemper/ Acrylic emulsion paint including scraping and preparing the surface throughly, complete as per manufacturer's specification and as per direction of the EIC. (In Ground Floor)i) Water based interior grade Acrylic Primer (a) One Coat All floor | BI01010001010000000000000515BI0100001147 | 950 | Sq.M | 42.68 |  |  | Excess(+) | 1 | Full Conversion | INR | [40 empty] | 40546 | 40546 | INR Forty Thousand Five Hundred & Forty Six Only | 3969 | 4489.73 | 3770550 | 42.68 | 59.143
37 | Applying Exterior grade Acrylic primer of approved quality and brand on plastered or cencrete surface old or new surface to receive decorative textured (matt finish) or smooth finish acrylic exterior emulsion paint including scraping and preparing the surface throughly, complete as per manufacturer's specification and as per direction of the EIC. (a) One Coat Ground floor | BI01010001010000000000000515BI0100001148 | 900 | Sq.M | 43.51 |  |  | Excess(+) | 1 | Full Conversion | INR | [40 empty] | 39159 | 39159 | INR Thirty Nine Thousand One Hundred & Fifty Nine Only | 3983 | 4505.57 | 3584700 | 43.51 | 60.293
38 | Acrylic Distemper to interior wall, ceiling with a coat of solvent based interior grade acrylic primer (as per manufacturer's specification) including cleaning and smoothning of surface. Two Coats All floor | BI01010001010000000000000515BI0100001149 | 950 | Sq.M | 97 |  |  | Excess(+) | 1 | Full Conversion | INR | [40 empty] | 92150 | 92150 | INR Ninety Two Thousand One Hundred & Fifty Only | 446 | 504.52 | 423700 | 97 | 134.415
39 | Protective and Decorative Acrylic exterior emulsion paint of approved quality, as per manufacturer's specification and as per direction of Engineer-in-Charge to be applied over acrylic primer as required. The rate includes cost of material, labour, scaffolding and all incidental charges but excluding the cost of primer In Ground floor (Two Coat) a) Normal Acrylic Emulsion Ground floor | BI01010001010000000000000515BI0100001150 | 900 | Sq.M | 92.84 |  |  | Excess(+) | 1 | Full Conversion | INR | [40 empty] | 83556 | 83556 | INR Eighty Three Thousand Five Hundred & Fifty Six Only | 446 | 504.52 | 401400 | 92.84 | 128.65
40 | Scraping of moss, blisters etc.thoroughly from exterior surface of walls necessitating the use of scraper, wire brush etc.(Payment against this item will be made only when this has been done on the specific direction of the Engineer-in-charge) All floor | BI01010001010000000000000515BI0100001151 | 800 | Sq.M | 9.7 |  |  | Excess(+) | 1 | Full Conversion | INR | [40 empty] | 7760 | 7760 | INR Seven Thousand Seven Hundred & Sixty Only | 446 | 504.52 | 356800 | 9.7 | 13.441
41 | Scraping and removing greasy soot from walls or ceiling of kitchen or similar smoke affected rooms and preparing the surface. All floor | BI01010001010000000000000515BI0100001152 | 100 | Sq.M | 15.24 |  |  | Excess(+) | 1 | Full Conversion | INR | [40 empty] | 1524 | 1524 | INR One Thousand Five Hundred & Twenty Four Only | 2581 | 2919.63 | 258100 | 15.24 | 21.118
42 | Labour for taking out door and window frame including shutter for repair or replacement of different parts of the frame & refixing the same including mending good all damages complete. (Concrete and brick work for mending damage will be paid separately) upto 2.5 sqm. | BI01010001010000000000000515BI0100001153 | 10 | SqM | 164.9 |  |  | Excess(+) | 1 | Full Conversion | INR | [40 empty] | 1649 | 1649 | INR One Thousand Six Hundred & Forty Nine Only | 2595 | 2935.46 | 25950 | 164.9 | 228.505
43 | a) M.S.or W.I. Ornamental grill of approved design joints continuously welded with M.S,W.I. Flats and bars of windows, railing etc. fitted and fixed with necessary screws and lugs in ground floor.(i) Grill weighing above 10 Kg./sq. Mtr upto 16kg/sq.mtr. Ground floor | BI01010001010000000000000515BI0100001154 | 0.6 | Qntl | 13702 |  |  | Excess(+) | 1 | Full Conversion | INR | [40 empty] | 8221.2 | 8221.2 | INR Eight Thousand Two Hundred & Twenty One and Paise Twenty Only | 2609 | 2951.3 | 1565.4 | 13702 | 18987.135
44 | Supplying best Indian sheet glass panes set in putty and fitted and fixed with nails and putty complete. (In all floors for internal wall & upto 6 m height for external wall) (ii) 4 mm thick | BI01010001010000000000000515BI0100001155 | 10 | SqM | 742.75 |  |  | Excess(+) | 1 | Full Conversion | INR | [40 empty] | 7427.5 | 7427.5 | INR Seven Thousand Four Hundred & Twenty Seven and Paise Fifty Only | 122 | 138.01 | 1220 | 742.75 | 1029.244
45 | Wood work in door and window frame fitted and fixed in position complete including a protective coat of painting at the contact surface of the frame exluding cost of concrete, Iron Butt Hinges and M.S clamps. (The quantum should be correted upto three decimals). (e) Sal : Malayasian | BI01010001010000000000000515BI0100001156 | 0.4 | Cum. | 115316.85 |  |  | Excess(+) | 1 | Full Conversion | INR | [40 empty] | 46126.74 | 46126.74 | INR Forty Six Thousand One Hundred & Twenty Six and Paise Seventy Four Only | 126 | 142.53 | 50.4 | 115316.85 | 159796.865
46 | Supplying solid flush type doors of commercial quality, the timber frame consisting of top and bottom rails and side styles of well seasoned timber 65mm wide each and the entire frame fitted with 37.5mm wide battens places both ways in order to make the door of solid core and internal lipping with Garjan or similar wood veneers using phenol formaldehyde as glue etc. complete, including fitting, fixing shutters in position but excluding the cost of hinges and other fittings in ground floor. (a) 35 mm thick shutters (single leaf) | BI01010001010000000000000515BI0100001157 | 6.5 | SqM | 3684.63 |  |  | Excess(+) | 1 | Full Conversion | INR | [40 empty] | 23950.1 | 23950.1 | INR Twenty Three Thousand Nine Hundred & Fifty and Paise Ten Only | 130 | 147.06 | 845 | 3684.63 | 5105.865
47 | Panel shutters of door and window, as per design (each panel consisting of single plank without joint), including fitting and fixing the same in position but excluding the cost of hinge and other fittings. In ground floor. (In case of non-supply of single plank, penal rate of reduction of 20% will be made)(iii) 35mm thick shutters with 19mm thick panel of size 30 to 45 cm.(a) Ordinary Teak Wood. Ground Floor | BI01010001010000000000000515BI0100001158 | 10.5 | SqM | 5847.74 |  |  | Excess(+) | 1 | Full Conversion | INR | [40 empty] | 61401.27 | 61401.27 | INR Sixty One Thousand Four Hundred & One and Paise Twenty Seven Only | 153 | 173.07 | 1606.5 | 5847.74 | 8103.33
48 | Supplying fitting and fixing fibre reinforced polymer (FRP) Composite door frame as per approved section with glass fibre reinforced plastic moulded skins and a special sandwich core so as to import monolitaheic composite structure as per approved technology of Departmant of Science (DST) to satisfy IS : 4020 door testing performance . (ii) 66mm x 70mm | BI01010001010000000000000515BI0100001159 | 25 | Rm | 618.03 |  |  | Excess(+) | 1 | Full Conversion | INR | [40 empty] | 15450.75 | 15450.75 | INR Fifteen Thousand Four Hundred & Fifty and Paise Seventy Five Only | 157 | 177.6 | 3925 | 618.03 | 856.417
49 | Supplying, fitting & fixing fibre reinforced polymer (FRP) Composite door shutters as per approved design with glass fibre reinforced plastic moulded skins and a special sandwich core, so as to impart monolitaheic composite structure as per approved technology of Department of Science and Technology (DST) to satisfy IS:4020 door testing performance criteria. (ii) 25 mm thick | BI01010001010000000000000515BI0100001160 | 8 | SqM | 3576.54 |  |  | Excess(+) | 1 | Full Conversion | INR | [40 empty] | 28612.32 | 28612.32 | INR Twenty Eight Thousand Six Hundred & Twelve and Paise Thirty Two Only | 161 | 182.12 | 1288 | 3576.54 | 4956.083
50 | Anodised aliminium D-type handle of approved quality manufactured from extruded section conforming to I.S. specification (I.S. 230/72) fitted and fixed complete:(a) With continuous plate base (Hexagonal / Round rod) (v) 125 mm grip x 12 mm dia rod. | BI01010001010000000000000515BI0100001161 | 10 | Each | 142.73 |  |  | Excess(+) | 1 | Full Conversion | INR | [40 empty] | 1427.3 | 1427.3 | INR One Thousand Four Hundred & Twenty Seven and Paise Thirty Only | 135 | 152.71 | 1350 | 142.73 | 197.784
51 | (v) Two point nose aluminium handle including fitting and fixing. | BI01010001010000000000000515BI0100001162 | 60 | Each | 81.76 |  |  | Excess(+) | 1 | Full Conversion | INR | [40 empty] | 4905.6 | 4905.6 | INR Four Thousand Nine Hundred & Five and Paise Sixty Only | 139 | 157.24 | 8340 | 81.76 | 113.296
52 | Supplying, fitting and fixing M.S. clamps for door and window frame made of flat bent bar, end bifurcated with necessary screws etc. by cement concrete(1:2:4) as per direction. (Cost of concrete will be paid separately). (a) 40mm X 6mm, 250mm Length | BI01010001010000000000000515BI0100001163 | 50 | Each | 40.19 |  |  | Excess(+) | 1 | Full Conversion | INR | [40 empty] | 2009.5 | 2009.5 | INR Two Thousand &Nine and Paise Fifty Only | 143 | 161.76 | 7150 | 40.19 | 55.692
53 | Iron butt hinges of approved quality fitted and fixed with steel screws, with ISI mark 100mm X 50mm X 1.25mm | BI01010001010000000000000515BI0100001164 | 80 | Each | 59.59 |  |  | Excess(+) | 1 | Full Conversion | INR | [40 empty] | 4767.2 | 4767.2 | INR Four Thousand Seven Hundred & Sixty Seven and Paise Twenty Only | 34 | 38.46 | 2720 | 59.59 | 82.575
54 | i) Iron hasp bolt of approved quality fitted and fixed complete (oxidised) with 16mm dia rod with centre bolt and round fitting.250mm long | BI01010001010000000000000515BI0100001165 | 8 | Each | 220.33 |  |  | Excess(+) | 1 | Full Conversion | INR | [40 empty] | 1762.64 | 1762.64 | INR One Thousand Seven Hundred & Sixty Two and Paise Sixty Four Only | 122 | 138.01 | 976 | 220.33 | 305.316
55 | (ii) Anodised aluminium floor door stopper | BI01010001010000000000000515BI0100001166 | 8 | Each | 97 |  |  | Excess(+) | 1 | Full Conversion | INR | [40 empty] | 776 | 776 | INR Seven Hundred & Seventy Six Only | 122.72 | 138.82 | 981.76 | 97 | 134.415
56 | Anodised aluminium barrel / tower /socket bolt (full covered) of approved manufractured from extructed section conforming to I.S. 204/74 fitted with cadmium plated screws. (iii) 100mm long x 10mm dia. bolt. | BI01010001010000000000000515BI0100001167 | 40 | Each | 73.44 |  |  | Excess(+) | 1 | Full Conversion | INR | [40 empty] | 2937.6 | 2937.6 | INR Two Thousand Nine Hundred & Thirty Seven and Paise Sixty Only | 123.44 | 139.64 | 4937.6 | 73.44 | 101.767
57 | Anodised aluminium barrel / tower /socket bolt (full covered) of approved manufractured from extructed section conforming to I.S. 204/74 fitted with cadmium plated screws. (vi) 200mm long x 10mm dia. bolt. | BI01010001010000000000000515BI0100001168 | 20 | Each | 108.09 |  |  | Excess(+) | 1 | Full Conversion | INR | [40 empty] | 2161.8 | 2161.8 | INR Two Thousand One Hundred & Sixty One and Paise Eighty Only | 48.5 | 54.86 | 970 | 108.09 | 149.782
58 | Collapsible gate with 40mm x 40mm x 6mm Tee as top and bottom guide rail, 20mm x 10mm x 2mm vertical channels 100mm apart in fully stretched position 20mm x 5mm M.S. flats as collapsible bracings properly rivetted and washered including 38mm steel rollers including locking arrangements, fitted and fixed in position with lugs set in cement concrete and including cutting necessary holes, chasing etc. in walls, floors etc. and making good damages complete. In ground floor | BI01010001010000000000000515BI0100001169 | 3.1 | sqm. | 6000.17 |  |  | Excess(+) | 1 | Full Conversion | INR | [40 empty] | 18600.53 | 18600.53 | INR Eighteen Thousand Six Hundred and Paise Fifty Three Only | 48.5 | 54.86 | 150.35 | 6000.17 | 8314.556
59 | Supplying and laying standard four course bituminous water proofing treatment as per specification laid down in I.S. 1346 - 1991 to be finished with pea size gravel including necessary preparatory works such as shaping mouth of outlets, cutting as and where necessary and refilling with sand and Cement mortar (4:1) or Cement Concrete (1:2:4) with graded stone chips before undertaking the treatment including cutting grooves in parapet and inserting edge of felt and mending good damage complete in all respect as per direction of Engineer - in - Charge including cost of all materials and labours and incidental charges but excluding the cost of Cement Mortar or concrete required for levelling and grading. (In sloped roof Course sand of approved varieties is to be used in place of Pea size gravels as fourth and final course.) i) 1st and 3rd Course with bonding materials of hot applied industrial blown type bitumen of grade 85/25 or 90/15 conforming to I.S.702 - 1988 @ 12Kg/10Sqm on each layer. ii) 2nd course with Hessian base self finished bitumen type- 3 Gr.-I conforming to I.S. 1322-1993 (weighing 23kg/10Sqm gross with bitumen content 12.10kg/10Sqm ) tested under the provision of I.S. 13826 - 1993 part VII iii) 4th course with washed and clean pea sized gravel or grit @ 0.006 cum/Sqm.A. Over Flat Roof. all Floor | BI01010001010000000000000515BI0100001170 | 72 | Sq.M. | 443.43 |  |  | Excess(+) | 1 | Full Conversion | INR | [40 empty] | 31926.96 | 31926.96 | INR Thirty One Thousand Nine Hundred & Twenty Six and Paise Ninety Six Only | 48.5 | 54.86 | 3492 | 443.43 | 614.47
60 | (b) Applying 2 coats of Non-Toxic Acrylic Polymer modified Paint having adhesive & waterproofing properties by mixing in proportion (1 liquid: 4 cementitious material) or as per manufacturer's specification for water proofing layer in water tank etc. (No Departmental Cement is required) | BI01010001010000000000000515BI0100001171 | 215 | sq.m. | 357.52 |  |  | Excess(+) | 1 | Full Conversion | INR | [40 empty] | 76866.8 | 76866.8 | INR Seventy Six Thousand Eight Hundred & Sixty Six and Paise Eighty Only | 70 | 79.18 | 15050 | 357.52 | 495.423
61 | Cement concrete (1:1.5:3) with graded stone chips 5.6 mm size with hexagonal square mesh wire netting, I.R.C. fabric mesh or X.P. M. fitted and fixed after tying the existing reinforcement on concrete without distributing the same and with proper scarping and cleaning the reinforcement and disturbed concrete with wire brush etc. after applying a coat of cement including the cost of wire netting I.R.C or X. P. M. & cost of all handling and scaffolding complete as per direction of Engineer-in -charge. b) 25 mm thick | BI01010001010000000000000515BI0100001172 | 50 | sq.m. | 723.35 |  |  | Excess(+) | 1 | Full Conversion | INR | [40 empty] | 36167.5 | 36167.5 | INR Thirty Six Thousand One Hundred & Sixty Seven and Paise Fifty Only | 70 | 79.18 | 3500 | 723.35 | 1002.361
62 | Cleaning the exposed reinforcement preferably upto full diameter by wire brush, applying two coats of polymer based rust removing compound left for 24 hours, removing the coating and then applying two (2) coats of polymer modified anti corrosive protective coating formulated to inhibit the corrosion of reinforcement as per manufacturer's specification] [Mode of measurement:The affected surface area of reinforcement shall be considered for payment] | BI01010001010000000000000515BI0100001173 | 50 | sq.m. | 1083.63 |  |  | Excess(+) | 1 | Full Conversion | INR | [40 empty] | 54181.5 | 54181.5 | INR Fifty Four Thousand One Hundred & Eighty One and Paise Fifty Only | 70 | 79.18 | 3500 | 1083.63 | 1501.608
63 | Applying epoxy based reactive joining agent for joining the old concrete with fresh concrete to be applied within manufacturer's specified time as per manufacturers specification. (0.4 Kg / m² of concrete surface). | BI01010001010000000000000515BI0100001174 | 50 | sq.m. | 428.19 |  |  | Excess(+) | 1 | Full Conversion | INR | [40 empty] | 21409.5 | 21409.5 | INR Twenty One Thousand Four Hundred & Nine and Paise Fifty Only | 45.1 | 51.02 | 2255 | 428.19 | 593.351
64 | White washing including cleaning and smoothening surface thoroughly.(b) Two coats (to be done on specific instruction) | BI01010001010000000000000515BI0100001175 | 825.3 | sq.m. | 25.14 |  |  | Excess(+) | 1 | Full Conversion | INR | [40 empty] | 20748.04 | 20748.04 | INR Twenty Thousand Seven Hundred & Forty Eight and Paise Four Only | 45.1 | 51.02 | 37221.03 | 25.14 | 34.837
65 | SANITARY & PLUMBING WORKS Supply of UPVC pipes (B Type) and fittings conforming to IS-13592-1992 (a) 75 mm | BI01010001010000000000000515BI0100001176 | 8 | Mtr. | 271.6 |  |  | Excess(+) | 1 | Full Conversion | INR | [40 empty] | 2172.8 | 2172.8 | INR Two Thousand One Hundred & Seventy Two and Paise Eighty Only | 46.52 | 52.62 | 372.16 | 271.6 | 376.362
66 | Supply of UPVC pipes (B Type) and fittings conforming to IS-13592-1992 b) 110 mm | BI01010001010000000000000515BI0100001177 | 30 | Mtr. | 404.63 |  |  | Excess(+) | 1 | Full Conversion | INR | [40 empty] | 12138.9 | 12138.9 | INR Twelve Thousand One Hundred & Thirty Eight and Paise Ninety Only | 97 | 109.73 | 2910 | 404.63 | 560.704
67 | Supply of UPVC pipes (B Type) and fittings conforming to IS-13592-1992 c) 160 mm | BI01010001010000000000000515BI0100001178 | 15 | Mtr. | 756.6 |  |  | Excess(+) | 1 | Full Conversion | INR | [40 empty] | 11349 | 11349 | INR Eleven Thousand Three Hundred & Forty Nine Only | 97.71 | 110.53 | 1465.65 | 756.6 | 1048.436
68 | Supply of UPVC pipes (B Type) and fittings conforming to IS-13592-1992 (B) Fittings (i) Coupler (a) 75 mm | BI01010001010000000000000515BI0100001179 | 3 | Each | 63.74 |  |  | Excess(+) | 1 | Full Conversion | INR | [40 empty] | 191.22 | 191.22 | INR One Hundred & Ninety One and Paise Twenty Two Only | 98.42 | 111.33 | 295.26 | 63.74 | 88.326
69 | Supply of UPVC pipes (B Type) and fittings conforming to IS-13592-1992 (B) Fittings (i) Coupler b) 110 mm | BI01010001010000000000000515BI0100001180 | 5 | Each | 117.79 |  |  | Excess(+) | 1 | Full Conversion | INR | [40 empty] | 588.95 | 588.95 | INR Five Hundred & Eighty Eight and Paise Ninety Five Only | 29 | 32.8 | 145 | 117.79 | 163.224
70 | Supply of UPVC pipes (B Type) and fittings conforming to IS-13592-1992 (B) Fittings (i) Coupler c) 160 mm | BI01010001010000000000000515BI0100001181 | 2 | Each | 361.67 |  |  | Excess(+) | 1 | Full Conversion | INR | [40 empty] | 723.34 | 723.34 | INR Seven Hundred & Twenty Three and Paise Thirty Four Only | 29 | 32.8 | 58 | 361.67 | 501.173
71 | Supply of UPVC pipes (B Type) and fittings conforming to IS-13592-1992 (B) Fittings(ii) Plain Tee (a) 75 mm | BI01010001010000000000000515BI0100001182 | 1 | Each | 63.74 |  |  | Excess(+) | 1 | Full Conversion | INR | [40 empty] | 63.74 | 63.74 | INR Sixty Three and Paise Seventy Four Only | 29 | 32.8 | 29 | 63.74 | 88.326
72 | Supply of UPVC pipes (B Type) and fittings conforming to IS-13592-1992 (B) Fittings(ii) Plain Tee b) 110 mm | BI01010001010000000000000515BI0100001183 | 4 | Each | 117.79 |  |  | Excess(+) | 1 | Full Conversion | INR | [40 empty] | 471.16 | 471.16 | INR Four Hundred & Seventy One and Paise Sixteen Only | 38 | 42.99 | 152 | 117.79 | 163.224
73 | Supply of UPVC pipes (B Type) and fittings conforming to IS-13592-1992 (B) Fittings(ii) Plain Tee c) 160 mm | BI01010001010000000000000515BI0100001184 | 2 | Each | 363.06 |  |  | Excess(+) | 1 | Full Conversion | INR | [40 empty] | 726.12 | 726.12 | INR Seven Hundred & Twenty Six and Paise Twelve Only | 38 | 42.99 | 76 | 363.06 | 503.1
74 | Supply of UPVC pipes (B Type) and fittings conforming to IS-13592-1992 (B) Fittings((iii) Door Tee (a) 75 mm | BI01010001010000000000000515BI0100001185 | 1 | Each | 139.96 |  |  | Excess(+) | 1 | Full Conversion | INR | [40 empty] | 139.96 | 139.96 | INR One Hundred & Thirty Nine and Paise Ninety Six Only | 38 | 42.99 | 38 | 139.96 | 193.945
75 | Supply of UPVC pipes (B Type) and fittings conforming to IS-13592-1992 (B) Fittings((iii) Door Tee b) 110 mm | BI01010001010000000000000515BI0100001186 | 6 | Each | 270.22 |  |  | Excess(+) | 1 | Full Conversion | INR | [40 empty] | 1621.32 | 1621.32 | INR One Thousand Six Hundred & Twenty One and Paise Thirty Two Only | 81 | 91.63 | 486 | 270.22 | 374.449
76 | Supply of UPVC pipes (B Type) and fittings conforming to IS-13592-1992 (B) Fittings((iii) Door Tee c) 160 mm | BI01010001010000000000000515BI0100001187 | 1 | Each | 712.26 |  |  | Excess(+) | 1 | Full Conversion | INR | [40 empty] | 712.26 | 712.26 | INR Seven Hundred & Twelve and Paise Twenty Six Only | 81 | 91.63 | 81 | 712.26 | 986.993
77 | Supply of UPVC pipes (B Type) and fittings conforming to IS-13592-1992 (B) Fittings iv) Door Tee(LH) & (RH) (a) 75 mm | BI01010001010000000000000515BI0100001188 | 1 | Each | 246.66 |  |  | Excess(+) | 1 | Full Conversion | INR | [40 empty] | 246.66 | 246.66 | INR Two Hundred & Forty Six and Paise Sixty Six Only | 79 | 89.36 | 79 | 246.66 | 341.802
78 | Supply of UPVC pipes (B Type) and fittings conforming to IS-13592-1992 (B) Fittings iv) Door Tee(LH) & (RH) b) 110 mm | BI01010001010000000000000515BI0100001189 | 3 | Each | 432.35 |  |  | Excess(+) | 1 | Full Conversion | INR | [40 empty] | 1297.05 | 1297.05 | INR One Thousand Two Hundred & Ninety Seven and Paise Five Only | 79 | 89.36 | 237 | 432.35 | 599.116
79 | Supply of UPVC pipes (B Type) and fittings conforming to IS-13592-1992 (B) Fittings v) Plain Y(a) 75 mm | BI01010001010000000000000515BI0100001190 | 1 | Each | 141.34 |  |  | Excess(+) | 1 | Full Conversion | INR | [40 empty] | 141.34 | 141.34 | INR One Hundred & Forty One and Paise Thirty Four Only | 79 | 89.36 | 79 | 141.34 | 195.858
80 | Supply of UPVC pipes (B Type) and fittings conforming to IS-13592-1992 (B) Fittings v) Plain Y b) 110 mm | BI01010001010000000000000515BI0100001191 | 2 | Each | 285.46 |  |  | Excess(+) | 1 | Full Conversion | INR | [40 empty] | 570.92 | 570.92 | INR Five Hundred & Seventy and Paise Ninety Two Only | 894 | 1011.29 | 1788 | 285.46 | 395.568
81 | Supply of UPVC pipes (B Type) and fittings conforming to IS-13592-1992 (B) Fittings v) Plain Y c) 160 mm | BI01010001010000000000000515BI0100001192 | 1 | Each | 807.88 |  |  | Excess(+) | 1 | Full Conversion | INR | [40 empty] | 807.88 | 807.88 | INR Eight Hundred & Seven and Paise Eighty Eight Only | 899 | 1016.95 | 899 | 807.88 | 1119.495
82 | Supply of UPVC pipes (B Type) and fittings conforming to IS-13592-1992 (B) Fittings x) Bend 87.5º (a) 75 mm | BI01010001010000000000000515BI0100001193 | 2 | Each | 84.53 |  |  | Excess(+) | 1 | Full Conversion | INR | [40 empty] | 169.06 | 169.06 | INR One Hundred & Sixty Nine and Paise Six Only | 904 | 1022.6 | 1808 | 84.53 | 117.135
83 | Supply of UPVC pipes (B Type) and fittings conforming to IS-13592-1992 (B) Fittings x) Bend 87.5º b) 110 mm | BI01010001010000000000000515BI0100001194 | 4 | Each | 166.29 |  |  | Excess(+) | 1 | Full Conversion | INR | [40 empty] | 665.16 | 665.16 | INR Six Hundred & Sixty Five and Paise Sixteen Only | 1091 | 1234.14 | 4364 | 166.29 | 230.431
84 | Supply of UPVC pipes (B Type) and fittings conforming to IS-13592-1992 (B) Fittings x) Bend 87.5º c) 160 mm | BI01010001010000000000000515BI0100001195 | 2 | Each | 468.37 |  |  | Excess(+) | 1 | Full Conversion | INR | [40 empty] | 936.74 | 936.74 | INR Nine Hundred & Thirty Six and Paise Seventy Four Only | 1096 | 1239.8 | 2192 | 468.37 | 649.03
85 | Supply of UPVC pipes (B Type) and fittings conforming to IS-13592-1992 (B) Fittings xi) Door Bend (T.S.) (a) 75 mm | BI01010001010000000000000515BI0100001196 | 2 | Each | 115.02 |  |  | Excess(+) | 1 | Full Conversion | INR | [40 empty] | 230.04 | 230.04 | INR Two Hundred & Thirty and Paise Four Only | 1101 | 1245.45 | 2202 | 115.02 | 159.386
86 | Supply of UPVC pipes (B Type) and fittings conforming to IS-13592-1992 (B) Fittings xi) Door Bend (T.S.) b) 110 mm | BI01010001010000000000000515BI0100001197 | 2 | Each | 203.7 |  |  | Excess(+) | 1 | Full Conversion | INR | [40 empty] | 407.4 | 407.4 | INR Four Hundred & Seven and Paise Forty Only | 1679 | 1899.28 | 3358 | 203.7 | 282.271
87 | Supply of UPVC pipes (B Type) and fittings conforming to IS-13592-1992 (B) Fittings xi) Door Bend (T.S.) c) 160 mm | BI01010001010000000000000515BI0100001198 | 1 | Each | 511.33 |  |  | Excess(+) | 1 | Full Conversion | INR | [40 empty] | 511.33 | 511.33 | INR Five Hundred & Eleven and Paise Thirty Three Only | 1684 | 1904.94 | 1684 | 511.33 | 708.56
88 | Supply of UPVC pipes (B Type) and fittings conforming to IS-13592-1992 (B) Fittings xiv) Cross Tee with Door (a) 75 mm | BI01010001010000000000000515BI0100001199 | 1 | Each | 299.32 |  |  | Excess(+) | 1 | Full Conversion | INR | [40 empty] | 299.32 | 299.32 | INR Two Hundred & Ninety Nine and Paise Thirty Two Only | 1003 | 1134.59 | 1003 | 299.32 | 414.774
89 | Supply of UPVC pipes (B Type) and fittings conforming to IS-13592-1992 (B) Fittings xiv) Cross Tee with Door b) 110 mm | BI01010001010000000000000515BI0100001200 | 1 | Each | 331.19 |  |  | Excess(+) | 1 | Full Conversion | INR | [40 empty] | 331.19 | 331.19 | INR Three Hundred & Thirty One and Paise Nineteen Only | 1015 | 1148.17 | 1015 | 331.19 | 458.937
90 | Supply of UPVC pipes (B Type) and fittings conforming to IS-13592-1992 (B) Fittings xv) Vent Cowl (a) 75 mm | BI01010001010000000000000515BI0100001201 | 1 | Each | 34.64 |  |  | Excess(+) | 1 | Full Conversion | INR | [40 empty] | 34.64 | 34.64 | INR Thirty Four and Paise Sixty Four Only | 1142 | 1291.83 | 1142 | 34.64 | 48.001
91 | Supply of UPVC pipes (B Type) and fittings conforming to IS-13592-1992 (B) Fittings xv) Vent Cowl b) 110 mm | BI01010001010000000000000515BI0100001202 | 5 | Each | 45.73 |  |  | Excess(+) | 1 | Full Conversion | INR | [40 empty] | 228.65 | 228.65 | INR Two Hundred & Twenty Eight and Paise Sixty Five Only | 1154 | 1305.4 | 5770 | 45.73 | 63.369
92 | Supply of UPVC pipes (B Type) and fittings conforming to IS-13592-1992 (B) Fittings xv) Vent Cowl c) 160 mm | BI01010001010000000000000515BI0100001203 | 2 | Each | 78.99 |  |  | Excess(+) | 1 | Full Conversion | INR | [40 empty] | 157.98 | 157.98 | INR One Hundred & Fifty Seven and Paise Ninety Eight Only | 1166 | 1318.98 | 2332 | 78.99 | 109.458
93 | Supply of UPVC pipes (B Type) and fittings conforming to IS-13592-1992 (B) Fittings xvi) Pipe Clip (a) 75 mm | BI01010001010000000000000515BI0100001204 | 6 | Each | 22.17 | 53536 |  | Excess(+) | 1 | Full Conversion | INR | [40 empty] | 133.02 | 133.02 | INR One Hundred & Thirty Three and Paise Two Only | 224 | 253.39 | 1344 | 22.17 | 30.721
94 | Supply of UPVC pipes (B Type) and fittings conforming to IS-13592-1992 (B) Fittings xvi) Pipe Clip b) 110 mm | BI01010001010000000000000515BI0100001205 | 22 | Each | 29.1 | 48070 |  | Excess(+) | 1 | Full Conversion | INR | [40 empty] | 640.2 | 640.2 | INR Six Hundred & Forty and Paise Twenty Only | 209 | 236.42 | 4598 | 29.1 | 40.324
95 | Supply of UPVC pipes (B Type) and fittings conforming to IS-13592-1992 (B) Fittings xvi) Pipe Clip c) 160 mm | BI01010001010000000000000515BI0100001206 | 11 | Each | 59.59 | 10288 |  | Excess(+) | 1 | Full Conversion | INR | [40 empty] | 655.49 | 655.49 | INR Six Hundred & Fifty Five and Paise Forty Nine Only | 643 | 727.36 | 7073 | 59.59 | 82.575
96 | Supply of UPVC pipes (B Type) and fittings conforming to IS-13592-1992 (B) Fittings xxxi) Plain Floor Trap with Top tile & Strainer 75 mm | BI01010001010000000000000515BI0100001207 | 1 | Each | 199.54 |  |  | Excess(+) | 1 | Full Conversion | INR | [40 empty] | 199.54 | 199.54 | INR One Hundred & Ninety Nine and Paise Fifty Four Only | 3321 | 3756.72 | 3321 | 199.54 | 276.507
97 | Supply of UPVC pipes (B Type) and fittings conforming to IS-13592-1992 (B) Fittings xxiii) 110/110 S Trap 75 mm | BI01010001010000000000000515BI0100001208 | 1 | Each | 601.4 |  |  | Excess(+) | 1 | Full Conversion | INR | [40 empty] | 601.4 | 601.4 | INR Six Hundred & One and Paise Forty Only | 536 | 606.32 | 536 | 601.4 | 833.372
98 | Supply of UPVC pipes (B Type) and fittings conforming to IS-13592-1992 (B) Fittings xxvi) Reducer 110 X 75 mm 75 mm | BI01010001010000000000000515BI0100001209 | 1 | Each | 110.86 |  |  | Excess(+) | 1 | Full Conversion | INR | [40 empty] | 110.86 | 110.86 | INR One Hundred & Ten and Paise Eighty Six Only | 536 | 606.32 | 536 | 110.86 | 153.621
99 | Supply of UPVC pipes (B Type) and fittings conforming to IS-13592-1992 (B) Fittings xxvii) Reducing Tee (110 X 75 mm) 75 mm | BI01010001010000000000000515BI0100001210 | 1 | Each | 196.77 |  |  | Excess(+) | 1 | Full Conversion | INR | [40 empty] | 196.77 | 196.77 | INR One Hundred & Ninety Six and Paise Seventy Seven Only | 536 | 606.32 | 536 | 196.77 | 272.668
100 | Supply of UPVC pipes (B Type) and fittings conforming to IS-13592-1992 (B) Fittings xviii) W.C. Connector (450 mm long) W / lipring 75 mm | BI01010001010000000000000515BI0100001211 | 1 | Each | 383.84 |  |  | Excess(+) | 1 | Full Conversion | INR | [40 empty] | 383.84 | 383.84 | INR Three Hundred & Eighty Three and Paise Eighty Four Only | 67 | 75.79 | 67 | 383.84 | 531.895
101 | Supply of UPVC pipes (B Type) and fittings conforming to IS-13592-1992 (B) Fittings xxi) 110 X 110 P Trap 75 mm | BI01010001010000000000000515BI0100001212 | 4 | Each | 389.39 |  |  | Excess(+) | 1 | Full Conversion | INR | [40 empty] | 1557.56 | 1557.56 | INR One Thousand Five Hundred & Fifty Seven and Paise Fifty Six Only | 218 | 246.6 | 872 | 389.39 | 539.586
102 | Supply of UPVC pipes (B Type) and fittings conforming to IS-13592-1992 (B) Fittings xIv) Round Jali 75 mm | BI01010001010000000000000515BI0100001213 | 10 | Each | 33.26 |  |  | Excess(+) | 1 | Full Conversion | INR | [40 empty] | 332.6 | 332.6 | INR Three Hundred & Thirty Two and Paise Sixty Only | 195 | 220.58 | 1950 | 33.26 | 46.089
103 | Supply of UPVC pipes (B Type) and fittings conforming to IS-13592-1992 (B) Fittings xIvi) Door Cap(a) 75 mm | BI01010001010000000000000515BI0100001214 | 5 | Each | 51.27 |  |  | Excess(+) | 1 | Full Conversion | INR | [40 empty] | 256.35 | 256.35 | INR Two Hundred & Fifty Six and Paise Thirty Five Only | 311 | 351.8 | 1555 | 51.27 | 71.046
104 | Supply of UPVC pipes (B Type) and fittings conforming to IS-13592-1992 (B) Fittings xIvi) Door Cap b) 110 mm | BI01010001010000000000000515BI0100001215 | 5 | Each | 70.67 |  |  | Excess(+) | 1 | Full Conversion | INR | [40 empty] | 353.35 | 353.35 | INR Three Hundred & Fifty Three and Paise Thirty Five Only | 270 | 305.42 | 1350 | 70.67 | 97.929
105 | Labour for fitting and fixing U.P.V.C. pipes for above ground work including cost of jointing materials etc. fitting and fixing all necessary specials, cutting pipes, cutting holes in walls or R.C. floor where necessary and mending good all damages excluding the cost of masonry or concretework, if necessary, but including the cost and fitting and fixing holder bat clamps (any floor) or for underground work including cutting trenches upto 1.5 metre and refilling the same complete as per direction of the Engineerin- charge. (Payment will be made on centre line measurement of the total pipeline including specials.(A) Above ground (i) 75 mm | BI01010001010000000000000515BI0100001216 | 6 | metre | 62.36 |  |  | Excess(+) | 1 | Full Conversion | INR | [40 empty] | 374.16 | 374.16 | INR Three Hundred & Seventy Four and Paise Sixteen Only | 148 | 167.42 | 888 | 62.36 | 86.413
106 | Labour for fitting and fixing U.P.V.C. pipes for above ground work including cost of jointing materials etc. fitting and fixing all necessary specials, cutting pipes, cutting holes in walls or R.C. floor where necessary and mending good all damages excluding the cost of masonry or concrete work, if necessary, but including the cost and fitting and fixing holder bat clamps (any floor) or for underground work including cutting trenches upto 1.5 metre and refilling the same complete as per direction of the Engineerin- charge. (Payment will be made on centre line measurement of the total pipeline including specials.(A) Above ground ii) 110 mm | BI01010001010000000000000515BI0100001217 | 25 | metre | 78.99 |  |  | Excess(+) | 1 | Full Conversion | INR | [40 empty] | 1974.75 | 1974.75 | INR One Thousand Nine Hundred & Seventy Four and Paise Seventy Five Only | 810 | 916.27 | 20250 | 78.99 | 109.458
107 | Labour for fitting and fixing U.P.V.C. pipes for above ground work including cost of jointing materials etc. fitting and fixing all necessary specials, cutting pipes, cutting holes in walls or R.C. floor where necessary and mending good all damages excluding the cost of masonry or concrete work, if necessary, but including the cost and fitting and fixing holder bat clamps (any floor) or for underground work including cutting trenches upto 1.5 metre and refilling the same complete as per direction of the Engineerin- charge. (Payment will be made on centre line measurement of the total pipeline including specials.(A) Above ground iii) 160 mm | BI01010001010000000000000515BI0100001218 | 5 | metre | 91.46 |  |  | Excess(+) | 1 | Full Conversion | INR | [40 empty] | 457.3 | 457.3 | INR Four Hundred & Fifty Seven and Paise Thirty Only | 696 | 787.32 | 3480 | 91.46 | 126.738
108 | Labour for fitting and fixing U.P.V.C. pipes for above ground work including cost of jointing materials etc. fitting and fixing all necessary specials, cutting pipes, cutting holes in walls or R.C. floor where necessary and mending good all damages excluding the cost of masonry or concrete work, if necessary, but including the cost and fitting and fixing holder bat clamps (any floor) or for underground work including cutting trenches upto 1.5 metre and refilling the same complete as per direction of the Engineerin- charge. (Payment will be made on centre line measurement of the total pipeline including specials (B) Under ground (i) 75 mm | BI01010001010000000000000515BI0100001219 | 2 | metre | 101.16 |  |  | Excess(+) | 1 | Full Conversion | INR | [40 empty] | 202.32 | 202.32 | INR Two Hundred & Two and Paise Thirty Two Only | 941 | 1064.46 | 1882 | 101.16 | 140.179
109 | Labour for fitting and fixing U.P.V.C. pipes for above ground work including cost of jointing materials etc. fitting and fixing all necessary specials, cutting pipes, cutting holes in walls or R.C. floor where necessary and mending good all damages excluding the cost of masonry or concrete work, if necessary, but including the cost and fitting and fixing holder bat clamps (any floor) or for underground work including cutting trenches upto 1.5 metre and refilling the same complete as per direction of the Engineerin- charge. (Payment will be made on centre line measurement of the total pipeline including specials (B) Under ground ii) 110 mm | BI01010001010000000000000515BI0100001220 | 5 | metre | 116.4 |  |  | Excess(+) | 1 | Full Conversion | INR | [40 empty] | 582 | 582 | INR Five Hundred & Eighty Two Only | 1501 | 1697.93 | 7505 | 116.4 | 161.298
110 | Labour for fitting and fixing U.P.V.C. pipes for above ground work including cost of jointing materials etc. fitting and fixing all necessary specials, cutting pipes, cutting holes in walls or R.C. floor where necessary and mending good all damages excluding the cost of masonry or concrete work, if necessary, but including the cost and fitting and fixing holder bat clamps (any floor) or for underground work including cutting trenches upto 1.5 metre and refilling the same complete as per direction of the Engineerin- charge. (Payment will be made on centre line measurement of the total pipeline including specials (B) Under ground iii) 160 mm | BI01010001010000000000000515BI0100001221 | 10 | metre | 128.87 |  |  | Excess(+) | 1 | Full Conversion | INR | [40 empty] | 1288.7 | 1288.7 | INR One Thousand Two Hundred & Eighty Eight and Paise Seventy Only | 14 | 15.84 | 140 | 128.87 | 178.578
111 | Removing chokage of H.C.I. or S.W. pipe with split bamboo.(a) Underground | BI01010001010000000000000515BI0100001222 | 60 | Each | 15.24 |  |  | Excess(+) | 1 | Full Conversion | INR | [40 empty] | 914.4 | 914.4 | INR Nine Hundred & Fourteen and Paise Forty Only | 46 | 52.04 | 2760 | 15.24 | 21.118
112 | Removing chokage of H.C.I. or S.W. pipe with split bamboo.(b) Over ground | BI01010001010000000000000515BI0100001223 | 110 | Each | 12.47 |  |  | Excess(+) | 1 | Full Conversion | INR | [40 empty] | 1371.7 | 1371.7 | INR One Thousand Three Hundred & Seventy One and Paise Seventy Only | 46 | 52.04 | 5060 | 12.47 | 17.28
113 | Supplying, fitting and fixing Anglo-Indian W.C. in white glazed vitreous china ware of approved make complete in position with necessary bolts, nuts etc. With 'P' trap (without vent) | BI01010001010000000000000515BI0100001224 | 2 | Each | 4266.63 |  |  | Excess(+) | 1 | Full Conversion | INR | [40 empty] | 8533.26 | 8533.26 | INR Eight Thousand Five Hundred & Thirty Three and Paise Twenty Six Only | 46 | 52.04 | 92 | 4266.63 | 5912.355
114 | Cleaning E.P. or Anglo-Indian W.C. with acid. | BI01010001010000000000000515BI0100001225 | 5 | each | 37.41 |  |  | Excess(+) | 1 | Full Conversion | INR | [40 empty] | 187.05 | 187.05 | INR One Hundred & Eighty Seven and Paise Five Only | 13 | 14.71 | 65 | 37.41 | 51.84
115 | Cleaning urinal with channel with acid. | BI01010001010000000000000515BI0100001226 | 5 | Each | 27.71 |  |  | Excess(+) | 1 | Full Conversion | INR | [40 empty] | 138.55 | 138.55 | INR One Hundred & Thirty Eight and Paise Fifty Five Only | 15 | 16.97 | 75 | 27.71 | 38.398
116 | Removing chokage of water closet. | BI01010001010000000000000515BI0100001227 | 5 | each | 36.03 |  |  | Excess(+) | 1 | Full Conversion | INR | [40 empty] | 180.15 | 180.15 | INR One Hundred & Eighty and Paise Fifteen Only | 468 | 529.4 | 2340 | 36.03 | 49.927
117 | Removing chokage of urinal and waste trap. | BI01010001010000000000000515BI0100001228 | 5 | each | 36.03 |  |  | Excess(+) | 1 | Full Conversion | INR | [40 empty] | 180.15 | 180.15 | INR One Hundred & Eighty and Paise Fifteen Only | 1508 | 1705.85 | 7540 | 36.03 | 49.927
118 | Cleaning glazed tiles with acid. | BI01010001010000000000000515BI0100001229 | 75 | sq. m. | 13.86 |  |  | Excess(+) | 1 | Full Conversion | INR | [40 empty] | 1039.5 | 1039.5 | INR One Thousand &Thirty Nine and Paise Fifty Only | 1508 | 1705.85 | 113100 | 13.86 | 19.206
119 | Rectifying leakage of W.C. by new joints by methor mistry. | BI01010001010000000000000515BI0100001230 | 10 | each | 54.04 |  |  | Excess(+) | 1 | Full Conversion | INR | [40 empty] | 540.4 | 540.4 | INR Five Hundred & Forty and Paise Forty Only | 1508 | 1705.85 | 15080 | 54.04 | 74.884
120 | Renewing rubber buffer with brass screws. | BI01010001010000000000000515BI0100001231 | 8 | each | 24.94 |  |  | Excess(+) | 1 | Full Conversion | INR | [40 empty] | 199.52 | 199.52 | INR One Hundred & Ninety Nine and Paise Fifty Two Only | 1508 | 1705.85 | 12064 | 24.94 | 34.56
121 | Scraping the hard scum of 'S' trap carefully to render the flushing flow easy after soaking with strong acid through W.C. pan on floor and also cleaning through flanged junction door underneath the ceiling including necessary | BI01010001010000000000000515BI0100001232 | 25 | each | 120.56 |  |  | Excess(+) | 1 | Full Conversion | INR | [40 empty] | 3014 | 3014 | INR Three Thousand &Fourteen Only | 1508 | 1705.85 | 37700 | 120.56 | 167.062
122 | Cleaning rubbish, sludge, weeds scum, liquid earth, mud etc.etc.from road side masonary drain/ hume pipe drain/ culvert etc. by mathor labour after removing concrete. Slab/manhole cover etc.without damaging the same and | BI01010001010000000000000515BI0100001233 | 12 | cum | 400.47 |  |  | Excess(+) | 1 | Full Conversion | INR | [40 empty] | 4805.64 | 4805.64 | INR Four Thousand Eight Hundred & Five and Paise Sixty Four Only | 1508 | 1705.85 | 18096 | 400.47 | 554.939
123 | refixing the same properly after cleaning as necessary and removing the sludge etc.etc.by using iron pans,buckets including all labour, tools & plants including removing the spoils in dry condition and disposing the same by truck beyond the road side in conformity with municipal/corporation rules for such disposal including loading into truckand cleaning the road side in all respects as per direction of the Engineerin-Charge. | BI01010001010000000000000515BI0100001234 | 2 | Each | 214.79 |  |  | Excess(+) | 1 | Full Conversion | INR | [40 empty] | 429.58 | 429.58 | INR Four Hundred & Twenty Nine and Paise Fifty Eight Only | 1526.09 | 1726.31 | 3052.18 | 214.79 | 297.639
124 | (Payment will be made on the basis of actual stack measurment of spoils in | BI01010001010000000000000515BI0100001235 | 10 | Each | 203.7 |  |  | Excess(+) | 1 | Full Conversion | INR | [40 empty] | 2037 | 2037 | INR Two Thousand &Thirty Seven Only | 2199 | 2487.51 | 21990 | 203.7 | 282.271
125 | dry condition at roadside) | BI01010001010000000000000515BI0100001236 | 3 | Each | 1406.51 |  |  | Excess(+) | 1 | Full Conversion | INR | [40 empty] | 4219.53 | 4219.53 | INR Four Thousand Two Hundred & Nineteen and Paise Fifty Three Only | 2225.39 | 2517.36 | 6676.17 | 1406.51 | 1949.029
126 | Supplying, fitting and fixing soap holder. PTMT (Prayag or equivalent) | BI01010001010000000000000515BI0100001237 | 10 | Each | 187.07 |  |  | Excess(+) | 1 | Full Conversion | INR | [40 empty] | 1870.7 | 1870.7 | INR One Thousand Eight Hundred & Seventy and Paise Seventy Only | 2252.09 | 2547.56 | 22520.9 | 187.07 | 259.227
127 | Supplying, fitting and fixing PTMT Smart Shelf of approved make of size 300 mm. | BI01010001010000000000000515BI0100001238 | 10 | Each | 309.02 |  |  | Excess(+) | 1 | Full Conversion | INR | [40 empty] | 3090.2 | 3090.2 | INR Three Thousand &Ninety and Paise Twenty Only | 138 | 156.11 | 1380 | 309.02 | 428.215
128 | Supplying, fitting and fixing towel rail with two brackets. C.P. over brass iii) 25 mm dia. and 750 mm long | BI01010001010000000000000515BI0100001239 | 10 | Each | 658.22 |  |  | Excess(+) | 1 | Full Conversion | INR | [40 empty] | 6582.2 | 6582.2 | INR Six Thousand Five Hundred & Eighty Two and Paise Twenty Only | 479 | 541.84 | 4790 | 658.22 | 912.109
129 | Supplying, fitting and fixing best quality Indian make mirror 5.5 mm thick with silvering as per I.S.I. specifications supported on fibre glass frame of any colour, frame size 550 mm X 400 mm | BI01010001010000000000000515BI0100001240 | 10 | Each | 849.45 |  |  | Excess(+) | 1 | Full Conversion | INR | [40 empty] | 8494.5 | 8494.5 | INR Eight Thousand Four Hundred & Ninety Four and Paise Fifty Only | 484.75 | 548.35 | 4847.5 | 849.45 | 1177.1
130 | Constructing Inspection pit of inside measurement 600mm X 600mm X upto 600mm (depth) with 250 mm thick 1st. class brick work in cement mortar (1:4) on all sides, bottom of the pit consisting of 100 mm thick cement concrete (1:3:6) with stone chips over a layer of jhama brick flat soling, 15 mm thick (1:4) cement plaster to inside walls and out-side walls upto G.L. and 20 mm.thick (1:4) plaster to bottom of the pit, providing necessary invert with cement concrete (1:3:6) with stone chips as per direction, neat cement finishing to entire internal surfaces, top of the pit covered with 100 mm thick R.C.C. slab (1:1.5:3) with stone chips and necessary reinforcements upto 1% and shuttering including 6 mm thick cement plaster (1:4) in all external surfaces of the slab and one 560 mm dia. R.C.C. manhole cover of approved make supplied, fitted and fixed in the slab with necessary fittings, necessary earthwork in excavation in all sorts of soil, filling sides of the pit with earth and removing spoils after work complete in all respect with all costs of labour and materials. i) With Pakur variety. (SAIL/TATA/RINL) | BI01010001010000000000000515BI0100001241 | 2 | Each | 10417.84 |  |  | Excess(+) | 1 | Full Conversion | INR | [40 empty] | 20835.68 | 20835.68 | INR Twenty Thousand Eight Hundred & Thirty Five and Paise Sixty Eight Only | 490.56 | 554.92 | 981.12 | 10417.84 | 14436.209
131 | 3 Construction of septic tank of different capacities as per approved drawing with 1st class brick work in cement mortar (1:4) including two 560 mm dia. R.C.C. manhole cover(heavy type)of approved make supplied, fitted and fixed in the 100mm thick R.C.C (1:1.5:3) top slab with necessary fittings, 20mm thick cement plaster (4 : 1) with neat cement finish to the internal surfaces and 15 mm thick cement plaster (4 : 1) to outside wall upto 200 mm below G.L floor finished with 25 mm thick grey artificial stone over 100 mm thick R.C.C(1:1.5:3) bottom slab including supplying, fitting and fixing all necessry specials, fittings, S.W. tees, C.I. foot rest etc. including excavation earth in all sorts of soil, shoring, bailing out and pumping out water as necessary, ramming, dressing the bed and fefilling the sides of the tanks with earth, removing spoils, filling up the chamber with clear water, removing foreign materials from the chamber and including constructing attached inspection pit as per approved drawing and connecting all necessary pipes, joints etc. with internal plaster work and artificial stone flooring is to be done with admixture of water proofing compound @ 0.5% by weight of cement with all costs of labour and materials. Note:- (i) Finished level of Septic Tank should be 400 mm. from Ground Level. (ii) Height of 50 mm. Ventilation pipe &Mosquito proof mesh, should be follwed as per IS:2470,Part- I.Payment will be made separetly on the basis of actual height based on relevant I.S.Code. (ii) For 20 users A) With Pakur variety. (SAIL/TATA/RINL) | BI01010001010000000000000515BI0100001242 | 2 | Each | 68103.98 |  |  | Excess(+) | 1 | Full Conversion | INR | [40 empty] | 136207.96 | 136207.96 | INR One Lakh Thirty Six Thousand Two Hundred & Seven and Paise Ninety Six Only | 29 | 32.8 | 58 | 68103.98 | 94373.047
132 | Construction of circular soak well 2.5 metre deep in all types of sandy soils with dry brick work upto 1.6 metre from the bottom having 150 mm intermediate cement brick work (1:4) band all round and cement brick work (1:4) upto 0.90 metre from top with 20mm thick cement plastering (1:4) to inside face upto the depth of cement brick work, 15mm thick cement plaster (1:4) on outer face from top of the well upto G.L. and 6 mm thick cement plaster (1:4) on top of the R.C.C. cover slab including filling bottom 1.00 metre of inside of the well with brick metal (50 mm to 63 mm size) including R.C.C. cover slab of 100 mm thick with cement conc (1:1.5:3) with stone chips with necessary reinforcement and shuttering including one 560 mm dia. R.C.C. manhole cover (heavy type)of approved make supplied, fitted and fixed in the cover slab with necessary fittings, making nacessary arrangements for pipe connections, excavation of well including shoring, dewatering and removing the exess earth from the premises as per direction complete in all respect with all costs of labour and materials. With 250 mm thick dry brick work and 250 mm thick cement brick work (1:6) and 1.00m inside dia. (SAIL/TATA/RINL) | BI01010001010000000000000515BI0100001243 | 2 | Each | 23360.47 |  |  | Excess(+) | 1 | Full Conversion | INR | [40 empty] | 46720.94 | 46720.94 | INR Forty Six Thousand Seven Hundred & Twenty and Paise Ninety Four Only | 43 | 48.64 | 86 | 23360.47 | 32371.07
133 | Removing sludge from septic tank, soak well etc. by methor labour including disposal of the same outside the compound as directed. Upto 50 users:- Within a lead of 150 metre | BI01010001010000000000000515BI0100001244 | 3 | Each | 3192.7 |  |  | Excess(+) | 1 | Full Conversion | INR | [40 empty] | 9578.1 | 9578.1 | INR Nine Thousand Five Hundred & Seventy Eight and Paise Ten Only | 159 | 179.86 | 477 | 3192.7 | 4424.188
134 | Cleaning silt of inspection pit. | BI01010001010000000000000515BI0100001245 | 3 | Each | 213.4 |  |  | Excess(+) | 1 | Full Conversion | INR | [40 empty] | 640.2 | 640.2 | INR Six Hundred & Forty and Paise Twenty Only | 70 | 79.18 | 210 | 213.4 | 295.713
135 | Dismantling & Refixing pit cover | BI01010001010000000000000515BI0100001246 | 3 | Each | 48.5 |  |  | Excess(+) | 1 | Full Conversion | INR | [40 empty] | 145.5 | 145.5 | INR One Hundred & Forty Five and Paise Fifty Only | 99 | 111.99 | 297 | 48.5 | 67.207
136 | Supplying, fitting and fixing in position C.I. manhole/ pit cover with rim.a) Round (i) 450 mm X 100 mm X 21 kg (approx.) | BI01010001010000000000000515BI0100001247 | 3 | each | 2350.18 |  |  | Excess(+) | 1 | Full Conversion | INR | [40 empty] | 7050.54 | 7050.54 | INR Seven Thousand &Fifty and Paise Fifty Four Only | 78 | 88.23 | 234 | 2350.18 | 3256.691
137 | Cleaning soak pit by removing the top slab and replacing inner filling with jhama bats and repairing the pit as necessary including fitting the slab. | BI01010001010000000000000515BI0100001248 | 3 | each | 1866.57 |  |  | Excess(+) | 1 | Full Conversion | INR | [40 empty] | 5599.71 | 5599.71 | INR Five Thousand Five Hundred & Ninety Nine and Paise Seventy One Only | 1954 | 2210.36 | 5862 | 1866.57 | 2586.543
138 | Cleaning silt of master trap pit. | BI01010001010000000000000515BI0100001249 | 3 | each | 1596.35 |  |  | Excess(+) | 1 | Full Conversion | INR | [40 empty] | 4789.05 | 4789.05 | INR Four Thousand Seven Hundred & Eighty Nine and Paise Five Only | 1665 | 1883.45 | 4995 | 1596.35 | 2212.094
139 | Electrical scheduled items Scheduled item Connecting & dressing Meter looping system with 2 x 6 + 1 x 4 sq mm PVC insulated copper wire duly layed on the Ply board by link clip from Bus Bar to Meters & Meters to DP MCBs (Ave 4 meters)(Pwd page-E3,9 Item no. 1 | BI01010001010000000000000515BI0100001250 | 25 | mtr | 244.73 |  |  | Excess(+) | 1 | Full Conversion | INR | [40 empty] | 6118.25 | 6118.25 | INR Six Thousand One Hundred & Eighteen and Paise Twenty Five Only | 103 | 116.51 | 2575 | 244.73 | 296.494
140 | Supply & fixing of 240V 32A DP MCB (Legrand) in DP SS enclosure (Legrand) incl earthing attachment. (Pwd page-D6,9 Item no.7;11) | BI01010001010000000000000515BI0100001251 | 7 | set | 988.6 |  |  | Excess(+) | 1 | Full Conversion | INR | [40 empty] | 6920.2 | 6920.2 | INR Six Thousand Nine Hundred & Twenty and Paise Twenty Only | 18 | 20.36 | 126 | 988.6 | 1197.704
141 | Supply & Fixing (2+12) way SPN MCBDB (Legrand cat no- 607712) with IP-42/43 protection Concealed in wall & mending good the damages to original finish incl. Interconnection with suitable copper wire & nuetral link incl. earthing attachment comprising with the following (All Legrand):(Pwd page-D 6;9 Item no. 7,13) a) 63A DP MCB isolator & necy. connection --- 1 no b) 6 to 25A SP MCB as required breaking capacity 10KA & C characteristic ---- 12 nos | BI01010001010000000000000515BI0100001252 | 4 | set | 5448.18 |  |  | Excess(+) | 1 | Full Conversion | INR | [40 empty] | 21792.72 | 21792.72 | INR Twenty One Thousand Seven Hundred & Ninety Two and Paise Seventy Two Only | 257 | 290.72 | 1028 | 5448.18 | 6600.553
142 | Supply & Fixing (2+8) way SPN MCBDB (Legrand cat no- 607711) with IP-42/43 protection Concealed in wall & mending good the damages to original finish incl. Interconnection with suitable copper wire & nuetral link incl. earthing attachment comprising with the following (All Legrand):(Pwd page-D 6;9 Item no. 7,13) a) 40A DP MCB isolator & necy. connection --- 1 no b) 6 to 25A SP MCB as required breaking capacity 10KA & C characteristic ---- 8 nos | BI01010001010000000000000515BI0100001253 | 3 | set | 4053.73 |  |  | Excess(+) | 1 | Full Conversion | INR | [40 empty] | 12161.19 | 12161.19 | INR Twelve Thousand One Hundred & Sixty One and Paise Nineteen Only | 4793 | 5421.84 | 14379 | 4053.73 | 4911.156
143 | Laying of the following Alu. armoured cable in underground trench 460 mm wide x 760 mm average depth, with brick protection on the top of the cable with 8 (eight) Nos. bricks per metre, including filling the space between the brick & cable and also the trench with shifted soil, leveling up and restoring surface duly rammed(Pwd page-F2 Item no. 1 (a) 2 x 6 sq mm | BI01010001010000000000000515BI0100001254 | 20 | mtr | 196.27 |  |  | Excess(+) | 1 | Full Conversion | INR | [40 empty] | 3925.4 | 3925.4 | INR Three Thousand Nine Hundred & Twenty Five and Paise Forty Only | 9888 | 11185.31 | 197760 | 196.27 | 237.784
144 | Laying of the following XLPE Al armoured cable after cutting floor /pavement / wall and making holes incl, embedding tha cable at an average depth as below & mending good the damages to original finish:-(Pwd page-F 3 Item no. 5) 2x 10 sq mm ( dp to spn) | BI01010001010000000000000515BI0100001255 | 80 | mtr | 153.86 |  |  | Excess(+) | 1 | Full Conversion | INR | [40 empty] | 12308.8 | 12308.8 | INR Twelve Thousand Three Hundred & Eight and Paise Eighty Only | 9986.88 | 11297.16 | 798950.4 | 153.86 | 186.404
145 | Laying of the following XLPE Al armoured cable after cutting floor /pavement / wall and making holes incl, embedding tha cable at an average depth as below & mending good the damages to original finish:-(Pwd page-F 3 Item no. 5) 2 x6 sq mm | BI01010001010000000000000515BI0100001256 | 60 | mtr | 153.86 |  |  | Excess(+) | 1 | Full Conversion | INR | [40 empty] | 9231.6 | 9231.6 | INR Nine Thousand Two Hundred & Thirty One and Paise Sixty Only | 10086.75 | 11410.13 | 605205 | 153.86 | 186.404
146 | Supply & drawing of 1.1 Kv grade single core stranded 'FR' Pvc insulated & unsheathed copper wire (brand appr by EIC) of the following sizes through alkathene pipe recessed in wall. (Pwd page-E9 Item no. 1) 2x4+1x2.5 sq mm though 25mm Alka Pipe(AC ) | BI01010001010000000000000515BI0100001257 | 40 | mtr | 208.38 |  |  | Excess(+) | 1 | Full Conversion | INR | [40 empty] | 8335.2 | 8335.2 | INR Eight Thousand Three Hundred & Thirty Five and Paise Twenty Only | 4330 | 4898.1 | 173200 | 208.38 | 252.456
147 | Supply & drawing of 1.1 Kv grade single core stranded 'FR' Pvc insulated & unsheathed copper wire (brand appr by EIC) of the following sizes through alkathene pipe recessed in wall. (Pwd page-E9 Item no. 1) 2x2.5+1x1.5 sqmm through 19mm Alka.pipe ( P/P) | BI01010001010000000000000515BI0100001258 | 100 | mtr | 155.07 |  |  | Excess(+) | 1 | Full Conversion | INR | [40 empty] | 15507 | 15507 | INR Fifteen Thousand Five Hundred & Seven Only | 619 | 700.21 | 61900 | 155.07 | 187.87
148 | Supply & drawing of 1.1 Kv grade single core stranded 'FR' Pvc insulated & unsheathed copper wire (brand appr by EIC) of the following sizes through alkathene pipe recessed in wall. (Pwd page-E9 Item no. 1) 3x1.5 sq mm through 19mm Alkathene pipe | BI01010001010000000000000515BI0100001259 | 20 | mtr | 134.48 |  |  | Excess(+) | 1 | Full Conversion | INR | [40 empty] | 2689.6 | 2689.6 | INR Two Thousand Six Hundred & Eighty Nine and Paise Sixty Only | 72951 | 82522.17 | 1459020 | 134.48 | 162.925
149 | Distribution wiring in 1.1 KV grade 2x22/0.3 (1.5 sqmm) single core stranded 'FR' PVC insulated & unsheathed copper wire with 1x22/0.3 (1.5 sqmm) single core stranded 'FR' PVC insulated & unsheathed copper wire (Brand approved by EIC) for ECC in 19 mm bore, 3 mm thick polythene pipe complete with all accessories embedded in wall for horizontal & vertical runs and in suitable size PVC casing-capping (Precision make) for ceiling portion only, incl. necy. fittings etc. to light/fan/call bell point with Modular type switch (Brand approved by EIC) fixed on Modular GI switch board with top cover plate and 2 no. suitable size “Ph & N” copper bar & earthing attachment flushed in wall incl. mending good damages to original finish [only PVC casing-capping on ceiling and remaining portion concealed] (AVG run 6 mtr)(Pwd page-E23 Item no.8) | BI01010001010000000000000515BI0100001260 | 120 | Pts | 1098.84 |  |  | Excess(+) | 1 | Full Conversion | INR | [40 empty] | 131860.8 | 131860.8 | INR One Lakh Thirty One Thousand Eight Hundred & Sixty and Paise Eighty Only | 1304 | 1475.08 | 156480 | 1098.84 | 1331.261
150 | Distribution wiring in 1.1 KV grade 3 x 1.5 sq mm single core stranded 'FR' PVC insulated & unsheathed copper wire (brand approved by EIC) in 19mm bore, 3mm thickpolythene pipe complete with all accessories embedded in wall to 240 V 6A 5 pin plug point incl. S&F 240V 6A 3 pin modular type plug socket & modular type switch(Brand appr. by EIC) incl. S&F earth continuity wire fixed on 4 module GI switch board with 3/4 module top cover plate flushed in wall incl mending good damage to original finish. (on board)(Pwd page-E20 Item no.3) | BI01010001010000000000000515BI0100001261 | 18 | Pts | 301.67 |  |  | Excess(+) | 1 | Full Conversion | INR | [40 empty] | 5430.06 | 5430.06 | INR Five Thousand Four Hundred & Thirty and Paise Six Only | 10090 | 11413.81 | 181620 | 301.67 | 365.478
151 | Distribution wiring in 1.1 KV grade 3 x 1.5 sq mm single core stranded 'FR' PVC insulated & unsheathed copper wire (brand approved by EIC) in 19mm bore, 3mm thickpolythene pipe complete with all accessories embedded in wall to 240 V 6A 5 pin plug point incl. S&F 240V 6A 3 pin modular type plug socket & modular type switch(Brand appr. by EIC) incl. S&F earth continuity wire fixed on 4 module GI switch board with 3/4 module top cover plate flushed in wall incl mending good damage to original finish. (Ave run 4.5 mtr)(Pwd page-E20 Item no.3) | BI01010001010000000000000515BI0100001262 | 7 | Pts | 1136.4 |  |  | Excess(+) | 1 | Full Conversion | INR | [40 empty] | 7954.8 | 7954.8 | INR Seven Thousand Nine Hundred & Fifty Four and Paise Eighty Only | 409 | 462.66 | 2863 | 1136.4 | 1376.766
152 | Supply & fixing of Modular type computer plug board of 8module GI box with cover plate recessed in wall comprising of the following(All cabtree): a) 16A socket ---1 set b) 16 a switch --- 2 set b) 6A socket --- 2 sets | BI01010001010000000000000515BI0100001263 | 7 | set | 1176.38 |  |  | Excess(+) | 1 | Full Conversion | INR | [40 empty] | 8234.66 | 8234.66 | INR Eight Thousand Two Hundred & Thirty Four and Paise Sixty Six Only | 9077 | 10267.9 | 63539 | 1176.38 | 1425.202
153 | Supply & Fixing 240 V, 25 A, Modular type starter (Brand approved by EIC) with 25A Modular switch type DP MCB (CCurve) and 4 Module GI Modular type switch board with 4 Module top cover plate flushed in wall incl. S&F switch board and cover plate and making necy. connections with PVC Cu wire and earth continuity wire etc(Pwd page-E19 Item no.17) | BI01010001010000000000000515BI0100001264 | 5 | set | 949.83 |  |  | Excess(+) | 1 | Full Conversion | INR | [40 empty] | 4749.15 | 4749.15 | INR Four Thousand Seven Hundred & Forty Nine and Paise Fifteen Only | 408 | 461.53 | 2040 | 949.83 | 1150.733
154 | Supply & Fixing 240 V, 25 A, 3 pin Modular type plug socket (Brand approved by EIC), without plug top and switch with 2 Module GI Modular type switch board with top cover plate flushed in wall and making necy. connections with PVC Cu wire and earth continuity wirE (AC )(Pwd page-E17 Item no.5(a) | BI01010001010000000000000515BI0100001265 | 5 | set | 236.25 |  |  | Excess(+) | 1 | Full Conversion | INR | [40 empty] | 1181.25 | 1181.25 | INR One Thousand One Hundred & Eighty One and Paise Twenty Five Only | 384 | 434.38 | 1920 | 236.25 | 286.22
155 | Supply & fixing of Modular type 16A 3 pin modular type plug socket (Brand approved by EIC) with 16 A Modular type switch without plug top on of 4 module GI box with cover plate recessed in wall comprising of the following (All cabtree): (Pwd page-E18 Item no.9(b) a) 16A switch ---1 set b)16A socket - - 1 set | BI01010001010000000000000515BI0100001266 | 12 | set | 552.45 |  |  | Excess(+) | 1 | Full Conversion | INR | [40 empty] | 6629.4 | 6629.4 | INR Six Thousand Six Hundred & Twenty Nine and Paise Forty Only | 292 | 330.31 | 3504 | 552.45 | 669.302
156 | Supplying and fixing PVC Rigid Conduit 'FR' [Precision Make] on wall, ceiling with saddles and other accessories as required and mending good damages to building works(PWD page E-16 Item no.7) 20mm size | BI01010001010000000000000515BI0100001267 | 50 | mtr | 61.79 |  |  | Excess(+) | 1 | Full Conversion | INR | [40 empty] | 3089.5 | 3089.5 | INR Three Thousand &Eighty Nine and Paise Fifty Only | 236 | 266.96 | 11800 | 61.79 | 74.86
157 | Supplying and fixing PVC Rigid Conduit 'FR' [Precision Make] on wall, ceiling with saddles and other accessories as required and mending good damages to building works(PWD page E-16 Item no.7) 25 mm size | BI01010001010000000000000515BI0100001268 | 40 | mtr | 76.33 |  |  | Excess(+) | 1 | Full Conversion | INR | [40 empty] | 3053.2 | 3053.2 | INR Three Thousand &Fifty Three and Paise Twenty Only | 177 | 200.22 | 7080 | 76.33 | 92.475
158 | Cutting Channel of size (40 mm x 40 mm) on masonry wall by Electric operated cutting machine incl. supplying & fixing heavy gauge 19 mm, 3 mm thick Polythene pipe by means of anchoring chemical (Hilti/Sika) and GI 'U' hooks of 8 SWG incl. supplying and drawing 18 SWG GI wire as Fish wire and mending good damages to original finish by using own tools and tackles(Pwd page-E 3 Item no.6,7) 19 mm dia 3mm thick polythene pipe without earth continuity wire | BI01010001010000000000000515BI0100001269 | 60 | mtr | 76.33 |  |  | Excess(+) | 1 | Full Conversion | INR | [40 empty] | 4579.8 | 4579.8 | INR Four Thousand Five Hundred & Seventy Nine and Paise Eighty Only | 137 | 154.97 | 8220 | 76.33 | 92.475
159 | Cutting Channel of size (40 mm x 40 mm) on masonry wall by Electric operated cutting machine incl. supplying & fixing heavy gauge 19 mm, 3 mm thick Polythene pipe by means of anchoring chemical (Hilti/Sika) and GI 'U' hooks of 8 SWG incl. supplying and drawing 18 SWG GI wire as Fish wire and mending good damages to original finish by using own tools and tackles(Pwd page-E 3 Item no.6,7) 25 mm dia 3mm thick polythene pipe without earth continuity wire | BI01010001010000000000000515BI0100001270 | 50 | mtr | 93.29 |  |  | Excess(+) | 1 | Full Conversion | INR | [40 empty] | 4664.5 | 4664.5 | INR Four Thousand Six Hundred & Sixty Four and Paise Fifty Only | 158 | 178.73 | 7900 | 93.29 | 113.022
160 | Fixing only singal / twin fluorescent light complete with all accessories directly on wall/ceilinh/HW round block and suitable size of MS fastener,ceiling plate, nipples etc. as required(Pwd page-C 2 Item no.14(D) | BI01010001010000000000000515BI0100001271 | 8 | set | 195.05 |  |  | Excess(+) | 1 | Full Conversion | INR | [40 empty] | 1560.4 | 1560.4 | INR One Thousand Five Hundred & Sixty and Paise Forty Only | 2362 | 2671.89 | 18896 | 195.05 | 236.306
161 | Supply & Fixing louver AL shutter on wall with necy. bolts & nuts (6 mm dia x 62 mm long) as following diameter(Pwd page-D14 Item no.32(a) 9" Exhaust fan(23cm) | BI01010001010000000000000515BI0100001272 | 16 | each | 184.15 |  |  | Excess(+) | 1 | Full Conversion | INR | [40 empty] | 2946.4 | 2946.4 | INR Two Thousand Nine Hundred & Forty Six and Paise Forty Only | 1646 | 1861.96 | 26336 | 184.15 | 223.101
162 | Fixing only exhaust fan after making hole in wall and making good damages and smooth cement finish etc. as practicable as possible and providing necy. length of PVC insulated wire and making connection for exhaust of following diameter:(Pwd page-c4 Item no.28) 9" Exhaust fan(23cm) | BI01010001010000000000000515BI0100001273 | 16 | each | 299.24 |  |  | Excess(+) | 1 | Full Conversion | INR | [40 empty] | 4787.84 | 4787.84 | INR Four Thousand Seven Hundred & Eighty Seven and Paise Eighty Four Only | 1258 | 1423.05 | 20128 | 299.24 | 362.534
163 | Supply & Fixing 240V, Modular Socket (2 Module) type fan regulator (Step type) (Brand approved by EIC) on existing Modular GI switch board with top cover plate incl. making necy. connections etc.(Pwd page-E18 Item no.10) | BI01010001010000000000000515BI0100001274 | 24 | each | 468.86 |  |  | Excess(+) | 1 | Full Conversion | INR | [40 empty] | 11252.64 | 11252.64 |  | 912 | 1031.65 | 21888 | 468.86 | 568.031
164 | Supplying & Fixing 240 V AC/DC superior type Multitune (min 10 nos. tune) Call Bell (Anchor) with selector switch for single/Multi Tunes mode, Battery operated on HW board incl. S&F HW board.(Pwd page-D 13 Item no.20(c) | BI01010001010000000000000515BI0100001275 | 8 | each | 356.19 |  |  | Excess(+) | 1 | Full Conversion | INR | [40 empty] | 2849.52 | 2849.52 | INR Two Thousand Eight Hundred & Forty Nine and Paise Fifty Two Only | 2869 | 3245.41 | 22952 | 356.19 | 431.53
165 | Earthing the the Installation by 50 mm dia G.I. Pipe (ISI -M) 3.64 mtr long & 1x4 SWG G.I.(Hot dip) wire (4 mtr long) with suitable nuts, bolts & washer etc. Incl S/F 15 mm dia GI protection pipe (1 mtr long) to be filled with bitumen partly under ground level & partly under ground level driven to an depth of 3.65 mtr below the ground level. .(Pwd page-G 1 Item no.2(a) | BI01010001010000000000000515BI0100001276 | 7 | set | 1658.56 |  |  | Excess(+) | 1 | Full Conversion | INR | [40 empty] | 11609.92 | 11609.92 | INR Eleven Thousand Six Hundred & Nine and Paise Ninety Two Only | 1132 | 1280.52 | 7924 | 1658.56 | 2009.371
166 | NON Scheduled item Supply & delevery of 1.1 Kv grade XLPE Aluminium armoured cable(make Brand approved by EIC) 2 x 6 sq mm | BI01010001010000000000000515BI0100001277 | 80 | mtr | 80.8 |  |  | Excess(+) | 1 | Full Conversion | INR | [40 empty] | 6464 | 6464 | INR Six Thousand Four Hundred & Sixty Four Only | 155 | 175.34 | 12400 | 80.8 | 81.608
167 | Supply & delevery of 1.1 Kv grade XLPE Aluminium armoured cable(make Brand approved by EIC) 2 x 6 sq mm | BI01010001010000000000000515BI0100001278 | 80 | mtr | 69.69 |  |  | Excess(+) | 1 | Full Conversion | INR | [40 empty] | 5575.2 | 5575.2 | INR Five Thousand Five Hundred & Seventy Five and Paise Twenty Only | 1248 | 1411.74 | 99840 | 69.69 | 70.3869
168 | Supply of 4' 20W single LED Tube light fittings with mounting rail (make Crompton Cat. No -IGP 131 LT8-16, 1X20w LT8-20-865-2-20W / philips) . | BI01010001010000000000000515BI0100001279 | 8 | set | 901.93 |  |  | Excess(+) | 1 | Full Conversion | INR | [40 empty] | 7215.44 | 7215.44 | INR Seven Thousand Two Hundred & Fifteen and Paise Forty Four Only | 3104 | 3511.24 | 24832 | 901.93 | 910.9493
169 | Dismenting the existing installation and depositing the dismenting materials to the authority and mending good the damages. | BI01010001010000000000000515BI0100001280 | 8 | quar | 50.5 |  |  | Excess(+) | 1 | Full Conversion | INR | [40 empty] | 404 | 404 | INR Four Hundred & Four Only | 1613 | 1824.63 | 12904 | 50.5 | 51.005
Total in Figures | [51 empty] | 2271718.4 | 2271718.4 | INR Twenty Two Lakh Seventy One Thousand Seven Hundred & Eighteen and Paise Forty Only | 37426574.91 | 35154856.51 |  |  |  |  | 4 | Construction of chamber for 100mm sluice plates | item5 | 10 | Nos
Quoted Rate in Figures |  |  |  | Select | [47 empty] | 0 | 0 | INR Zero Only
Quoted Rate in Words |  | INR Zero Only
Note on K13: gepadmin: 1. If you choose "Full Conversion" then Column BA (AMOUNT) and Column BB (TAXES) BOTH values will be convert based on selected Currency in (Column L). 2. If you choose "Partial Conversion" then Column BA (AMOUNT) only will be converted based on selected currency (Column L) and Column BB (TAXES) value (INR) will be added to the converted values.
Note on K14: gepadmin: 1. If you choose "Full Conversion" then Column BA (AMOUNT) and Column BB (TAXES) BOTH values will be convert based on selected Currency in (Column L). 2. If you choose "Partial Conversion" then Column BA (AMOUNT) only will be converted based on selected currency (Column L) and Column BB (TAXES) value (INR) will be added to the converted values.
Note on K15: gepadmin: 1. If you choose "Full Conversion" then Column BA (AMOUNT) and Column BB (TAXES) BOTH values will be convert based on selected Currency in (Column L). 2. If you choose "Partial Conversion" then Column BA (AMOUNT) only will be converted based on selected currency (Column L) and Column BB (TAXES) value (INR) will be added to the converted values.
Note on K16: gepadmin: 1. If you choose "Full Conversion" then Column BA (AMOUNT) and Column BB (TAXES) BOTH values will be convert based on selected Currency in (Column L). 2. If you choose "Partial Conversion" then Column BA (AMOUNT) only will be converted based on selected currency (Column L) and Column BB (TAXES) value (INR) will be added to the converted values.
Note on K17: gepadmin: 1. If you choose "Full Conversion" then Column BA (AMOUNT) and Column BB (TAXES) BOTH values will be convert based on selected Currency in (Column L). 2. If you choose "Partial Conversion" then Column BA (AMOUNT) only will be converted based on selected currency (Column L) and Column BB (TAXES) value (INR) will be added to the converted values.
Note on K18: gepadmin: 1. If you choose "Full Conversion" then Column BA (AMOUNT) and Column BB (TAXES) BOTH values will be convert based on selected Currency in (Column L). 2. If you choose "Partial Conversion" then Column BA (AMOUNT) only will be converted based on selected currency (Column L) and Column BB (TAXES) value (INR) will be added to the converted values.
Note on K19: gepadmin: 1. If you choose "Full Conversion" then Column BA (AMOUNT) and Column BB (TAXES) BOTH values will be convert based on selected Currency in (Column L). 2. If you choose "Partial Conversion" then Column BA (AMOUNT) only will be converted based on selected currency (Column L) and Column BB (TAXES) value (INR) will be added to the converted values.
Note on K20: gepadmin: 1. If you choose "Full Conversion" then Column BA (AMOUNT) and Column BB (TAXES) BOTH values will be convert based on selected Currency in (Column L). 2. If you choose "Partial Conversion" then Column BA (AMOUNT) only will be converted based on selected currency (Column L) and Column BB (TAXES) value (INR) will be added to the converted values.
Note on K23: gepadmin: 1. If you choose "Full Conversion" then Column BA (AMOUNT) and Column BB (TAXES) BOTH values will be convert based on selected Currency in (Column L). 2. If you choose "Partial Conversion" then Column BA (AMOUNT) only will be converted based on selected currency (Column L) and Column BB (TAXES) value (INR) will be added to the converted values.
Note on K25: gepadmin: 1. If you choose "Full Conversion" then Column BA (AMOUNT) and Column BB (TAXES) BOTH values will be convert based on selected Currency in (Column L). 2. If you choose "Partial Conversion" then Column BA (AMOUNT) only will be converted based on selected currency (Column L) and Column BB (TAXES) value (INR) will be added to the converted values.
Note on K32: gepadmin: 1. If you choose "Full Conversion" then Column BA (AMOUNT) and Column BB (TAXES) BOTH values will be convert based on selected Currency in (Column L). 2. If you choose "Partial Conversion" then Column BA (AMOUNT) only will be converted based on selected currency (Column L) and Column BB (TAXES) value (INR) will be added to the converted values.
Note on K39: gepadmin: 1. If you choose "Full Conversion" then Column BA (AMOUNT) and Column BB (TAXES) BOTH values will be convert based on selected Currency in (Column L). 2. If you choose "Partial Conversion" then Column BA (AMOUNT) only will be converted based on selected currency (Column L) and Column BB (TAXES) value (INR) will be added to the converted values.
Note on K40: gepadmin: 1. If you choose "Full Conversion" then Column BA (AMOUNT) and Column BB (TAXES) BOTH values will be convert based on selected Currency in (Column L). 2. If you choose "Partial Conversion" then Column BA (AMOUNT) only will be converted based on selected currency (Column L) and Column BB (TAXES) value (INR) will be added to the converted values.
Note on K42: gepadmin: 1. If you choose "Full Conversion" then Column BA (AMOUNT) and Column BB (TAXES) BOTH values will be convert based on selected Currency in (Column L). 2. If you choose "Partial Conversion" then Column BA (AMOUNT) only will be converted based on selected currency (Column L) and Column BB (TAXES) value (INR) will be added to the converted values.
Note on K49: gepadmin: 1. If you choose "Full Conversion" then Column BA (AMOUNT) and Column BB (TAXES) BOTH values will be convert based on selected Currency in (Column L). 2. If you choose "Partial Conversion" then Column BA (AMOUNT) only will be converted based on selected currency (Column L) and Column BB (TAXES) value (INR) will be added to the converted values.
Note on K50: gepadmin: 1. If you choose "Full Conversion" then Column BA (AMOUNT) and Column BB (TAXES) BOTH values will be convert based on selected Currency in (Column L). 2. If you choose "Partial Conversion" then Column BA (AMOUNT) only will be converted based on selected currency (Column L) and Column BB (TAXES) value (INR) will be added to the converted values.
Note on K51: gepadmin: 1. If you choose "Full Conversion" then Column BA (AMOUNT) and Column BB (TAXES) BOTH values will be convert based on selected Currency in (Column L). 2. If you choose "Partial Conversion" then Column BA (AMOUNT) only will be converted based on selected currency (Column L) and Column BB (TAXES) value (INR) will be added to the converted values.
Note on K52: gepadmin: 1. If you choose "Full Conversion" then Column BA (AMOUNT) and Column BB (TAXES) BOTH values will be convert based on selected Currency in (Column L). 2. If you choose "Partial Conversion" then Column BA (AMOUNT) only will be converted based on selected currency (Column L) and Column BB (TAXES) value (INR) will be added to the converted values.
Note on K54: gepadmin: 1. If you choose "Full Conversion" then Column BA (AMOUNT) and Column BB (TAXES) BOTH values will be convert based on selected Currency in (Column L). 2. If you choose "Partial Conversion" then Column BA (AMOUNT) only will be converted based on selected currency (Column L) and Column BB (TAXES) value (INR) will be added to the converted values.
Note on K55: gepadmin: 1. If you choose "Full Conversion" then Column BA (AMOUNT) and Column BB (TAXES) BOTH values will be convert based on selected Currency in (Column L). 2. If you choose "Partial Conversion" then Column BA (AMOUNT) only will be converted based on selected currency (Column L) and Column BB (TAXES) value (INR) will be added to the converted values.
Note on K56: gepadmin: 1. If you choose "Full Conversion" then Column BA (AMOUNT) and Column BB (TAXES) BOTH values will be convert based on selected Currency in (Column L). 2. If you choose "Partial Conversion" then Column BA (AMOUNT) only will be converted based on selected currency (Column L) and Column BB (TAXES) value (INR) will be added to the converted values.
Note on K57: gepadmin: 1. If you choose "Full Conversion" then Column BA (AMOUNT) and Column BB (TAXES) BOTH values will be convert based on selected Currency in (Column L). 2. If you choose "Partial Conversion" then Column BA (AMOUNT) only will be converted based on selected currency (Column L) and Column BB (TAXES) value (INR) will be added to the converted values.
Note on K62: gepadmin: 1. If you choose "Full Conversion" then Column BA (AMOUNT) and Column BB (TAXES) BOTH values will be convert based on selected Currency in (Column L). 2. If you choose "Partial Conversion" then Column BA (AMOUNT) only will be converted based on selected currency (Column L) and Column BB (TAXES) value (INR) will be added to the converted values.
Note on K67: gepadmin: 1. If you choose "Full Conversion" then Column BA (AMOUNT) and Column BB (TAXES) BOTH values will be convert based on selected Currency in (Column L). 2. If you choose "Partial Conversion" then Column BA (AMOUNT) only will be converted based on selected currency (Column L) and Column BB (TAXES) value (INR) will be added to the converted values.
Note on K70: gepadmin: 1. If you choose "Full Conversion" then Column BA (AMOUNT) and Column BB (TAXES) BOTH values will be convert based on selected Currency in (Column L). 2. If you choose "Partial Conversion" then Column BA (AMOUNT) only will be converted based on selected currency (Column L) and Column BB (TAXES) value (INR) will be added to the converted values.
Note on K71: gepadmin: 1. If you choose "Full Conversion" then Column BA (AMOUNT) and Column BB (TAXES) BOTH values will be convert based on selected Currency in (Column L). 2. If you choose "Partial Conversion" then Column BA (AMOUNT) only will be converted based on selected currency (Column L) and Column BB (TAXES) value (INR) will be added to the converted values.
Note on K73: gepadmin: 1. If you choose "Full Conversion" then Column BA (AMOUNT) and Column BB (TAXES) BOTH values will be convert based on selected Currency in (Column L). 2. If you choose "Partial Conversion" then Column BA (AMOUNT) only will be converted based on selected currency (Column L) and Column BB (TAXES) value (INR) will be added to the converted values.
Note on K76: gepadmin: 1. If you choose "Full Conversion" then Column BA (AMOUNT) and Column BB (TAXES) BOTH values will be convert based on selected Currency in (Column L). 2. If you choose "Partial Conversion" then Column BA (AMOUNT) only will be converted based on selected currency (Column L) and Column BB (TAXES) value (INR) will be added to the converted values.
Note on K78: gepadmin: 1. If you choose "Full Conversion" then Column BA (AMOUNT) and Column BB (TAXES) BOTH values will be convert based on selected Currency in (Column L). 2. If you choose "Partial Conversion" then Column BA (AMOUNT) only will be converted based on selected currency (Column L) and Column BB (TAXES) value (INR) will be added to the converted values.
Note on K80: gepadmin: 1. If you choose "Full Conversion" then Column BA (AMOUNT) and Column BB (TAXES) BOTH values will be convert based on selected Currency in (Column L). 2. If you choose "Partial Conversion" then Column BA (AMOUNT) only will be converted based on selected currency (Column L) and Column BB (TAXES) value (INR) will be added to the converted values.
Note on K81: gepadmin: 1. If you choose "Full Conversion" then Column BA (AMOUNT) and Column BB (TAXES) BOTH values will be convert based on selected Currency in (Column L). 2. If you choose "Partial Conversion" then Column BA (AMOUNT) only will be converted based on selected currency (Column L) and Column BB (TAXES) value (INR) will be added to the converted values.
Note on K86: gepadmin: 1. If you choose "Full Conversion" then Column BA (AMOUNT) and Column BB (TAXES) BOTH values will be convert based on selected Currency in (Column L). 2. If you choose "Partial Conversion" then Column BA (AMOUNT) only will be converted based on selected currency (Column L) and Column BB (TAXES) value (INR) will be added to the converted values.
Note on K87: gepadmin: 1. If you choose "Full Conversion" then Column BA (AMOUNT) and Column BB (TAXES) BOTH values will be convert based on selected Currency in (Column L). 2. If you choose "Partial Conversion" then Column BA (AMOUNT) only will be converted based on selected currency (Column L) and Column BB (TAXES) value (INR) will be added to the converted values.
Note on K89: gepadmin: 1. If you choose "Full Conversion" then Column BA (AMOUNT) and Column BB (TAXES) BOTH values will be convert based on selected Currency in (Column L). 2. If you choose "Partial Conversion" then Column BA (AMOUNT) only will be converted based on selected currency (Column L) and Column BB (TAXES) value (INR) will be added to the converted values.
Note on K90: gepadmin: 1. If you choose "Full Conversion" then Column BA (AMOUNT) and Column BB (TAXES) BOTH values will be convert based on selected Currency in (Column L). 2. If you choose "Partial Conversion" then Column BA (AMOUNT) only will be converted based on selected currency (Column L) and Column BB (TAXES) value (INR) will be added to the converted values.
Note on K92: gepadmin: 1. If you choose "Full Conversion" then Column BA (AMOUNT) and Column BB (TAXES) BOTH values will be convert based on selected Currency in (Column L). 2. If you choose "Partial Conversion" then Column BA (AMOUNT) only will be converted based on selected currency (Column L) and Column BB (TAXES) value (INR) will be added to the converted values.
Note on K93: gepadmin: 1. If you choose "Full Conversion" then Column BA (AMOUNT) and Column BB (TAXES) BOTH values will be convert based on selected Currency in (Column L). 2. If you choose "Partial Conversion" then Column BA (AMOUNT) only will be converted based on selected currency (Column L) and Column BB (TAXES) value (INR) will be added to the converted values.
Note on K95: gepadmin: 1. If you choose "Full Conversion" then Column BA (AMOUNT) and Column BB (TAXES) BOTH values will be convert based on selected Currency in (Column L). 2. If you choose "Partial Conversion" then Column BA (AMOUNT) only will be converted based on selected currency (Column L) and Column BB (TAXES) value (INR) will be added to the converted values.
Note on K98: gepadmin: 1. If you choose "Full Conversion" then Column BA (AMOUNT) and Column BB (TAXES) BOTH values will be convert based on selected Currency in (Column L). 2. If you choose "Partial Conversion" then Column BA (AMOUNT) only will be converted based on selected currency (Column L) and Column BB (TAXES) value (INR) will be added to the converted values.
Note on K99: gepadmin: 1. If you choose "Full Conversion" then Column BA (AMOUNT) and Column BB (TAXES) BOTH values will be convert based on selected Currency in (Column L). 2. If you choose "Partial Conversion" then Column BA (AMOUNT) only will be converted based on selected currency (Column L) and Column BB (TAXES) value (INR) will be added to the converted values.
Note on K102: gepadmin: 1. If you choose "Full Conversion" then Column BA (AMOUNT) and Column BB (TAXES) BOTH values will be convert based on selected Currency in (Column L). 2. If you choose "Partial Conversion" then Column BA (AMOUNT) only will be converted based on selected currency (Column L) and Column BB (TAXES) value (INR) will be added to the converted values.
Note on K103: gepadmin: 1. If you choose "Full Conversion" then Column BA (AMOUNT) and Column BB (TAXES) BOTH values will be convert based on selected Currency in (Column L). 2. If you choose "Partial Conversion" then Column BA (AMOUNT) only will be converted based on selected currency (Column L) and Column BB (TAXES) value (INR) will be added to the converted values.
Note on K107: gepadmin: 1. If you choose "Full Conversion" then Column BA (AMOUNT) and Column BB (TAXES) BOTH values will be convert based on selected Currency in (Column L). 2. If you choose "Partial Conversion" then Column BA (AMOUNT) only will be converted based on selected currency (Column L) and Column BB (TAXES) value (INR) will be added to the converted values.
Note on K108: gepadmin: 1. If you choose "Full Conversion" then Column BA (AMOUNT) and Column BB (TAXES) BOTH values will be convert based on selected Currency in (Column L). 2. If you choose "Partial Conversion" then Column BA (AMOUNT) only will be converted based on selected currency (Column L) and Column BB (TAXES) value (INR) will be added to the converted values.
Note on K110: gepadmin: 1. If you choose "Full Conversion" then Column BA (AMOUNT) and Column BB (TAXES) BOTH values will be convert based on selected Currency in (Column L). 2. If you choose "Partial Conversion" then Column BA (AMOUNT) only will be converted based on selected currency (Column L) and Column BB (TAXES) value (INR) will be added to the converted values.
Note on K111: gepadmin: 1. If you choose "Full Conversion" then Column BA (AMOUNT) and Column BB (TAXES) BOTH values will be convert based on selected Currency in (Column L). 2. If you choose "Partial Conversion" then Column BA (AMOUNT) only will be converted based on selected currency (Column L) and Column BB (TAXES) value (INR) will be added to the converted values.
Note on K112: gepadmin: 1. If you choose "Full Conversion" then Column BA (AMOUNT) and Column BB (TAXES) BOTH values will be convert based on selected Currency in (Column L). 2. If you choose "Partial Conversion" then Column BA (AMOUNT) only will be converted based on selected currency (Column L) and Column BB (TAXES) value (INR) will be added to the converted values.
Note on K113: gepadmin: 1. If you choose "Full Conversion" then Column BA (AMOUNT) and Column BB (TAXES) BOTH values will be convert based on selected Currency in (Column L). 2. If you choose "Partial Conversion" then Column BA (AMOUNT) only will be converted based on selected currency (Column L) and Column BB (TAXES) value (INR) will be added to the converted values.
Note on K114: gepadmin: 1. If you choose "Full Conversion" then Column BA (AMOUNT) and Column BB (TAXES) BOTH values will be convert based on selected Currency in (Column L). 2. If you choose "Partial Conversion" then Column BA (AMOUNT) only will be converted based on selected currency (Column L) and Column BB (TAXES) value (INR) will be added to the converted values.
Note on K116: gepadmin: 1. If you choose "Full Conversion" then Column BA (AMOUNT) and Column BB (TAXES) BOTH values will be convert based on selected Currency in (Column L). 2. If you choose "Partial Conversion" then Column BA (AMOUNT) only will be converted based on selected currency (Column L) and Column BB (TAXES) value (INR) will be added to the converted values.
Note on K117: gepadmin: 1. If you choose "Full Conversion" then Column BA (AMOUNT) and Column BB (TAXES) BOTH values will be convert based on selected Currency in (Column L). 2. If you choose "Partial Conversion" then Column BA (AMOUNT) only will be converted based on selected currency (Column L) and Column BB (TAXES) value (INR) will be added to the converted values.
Note on K118: gepadmin: 1. If you choose "Full Conversion" then Column BA (AMOUNT) and Column BB (TAXES) BOTH values will be convert based on selected Currency in (Column L). 2. If you choose "Partial Conversion" then Column BA (AMOUNT) only will be converted based on selected currency (Column L) and Column BB (TAXES) value (INR) will be added to the converted values.
Note on K122: gepadmin: 1. If you choose "Full Conversion" then Column BA (AMOUNT) and Column BB (TAXES) BOTH values will be convert based on selected Currency in (Column L). 2. If you choose "Partial Conversion" then Column BA (AMOUNT) only will be converted based on selected currency (Column L) and Column BB (TAXES) value (INR) will be added to the converted values.
Note on K126: gepadmin: 1. If you choose "Full Conversion" then Column BA (AMOUNT) and Column BB (TAXES) BOTH values will be convert based on selected Currency in (Column L). 2. If you choose "Partial Conversion" then Column BA (AMOUNT) only will be converted based on selected currency (Column L) and Column BB (TAXES) value (INR) will be added to the converted values.
Note on K129: gepadmin: 1. If you choose "Full Conversion" then Column BA (AMOUNT) and Column BB (TAXES) BOTH values will be convert based on selected Currency in (Column L). 2. If you choose "Partial Conversion" then Column BA (AMOUNT) only will be converted based on selected currency (Column L) and Column BB (TAXES) value (INR) will be added to the converted values.
Note on K135: gepadmin: 1. If you choose "Full Conversion" then Column BA (AMOUNT) and Column BB (TAXES) BOTH values will be convert based on selected Currency in (Column L). 2. If you choose "Partial Conversion" then Column BA (AMOUNT) only will be converted based on selected currency (Column L) and Column BB (TAXES) value (INR) will be added to the converted values.
Note on K136: gepadmin: 1. If you choose "Full Conversion" then Column BA (AMOUNT) and Column BB (TAXES) BOTH values will be convert based on selected Currency in (Column L). 2. If you choose "Partial Conversion" then Column BA (AMOUNT) only will be converted based on selected currency (Column L) and Column BB (TAXES) value (INR) will be added to the converted values.
Note on K139: gepadmin: 1. If you choose "Full Conversion" then Column BA (AMOUNT) and Column BB (TAXES) BOTH values will be convert based on selected Currency in (Column L). 2. If you choose "Partial Conversion" then Column BA (AMOUNT) only will be converted based on selected currency (Column L) and Column BB (TAXES) value (INR) will be added to the converted values.
Note on K140: gepadmin: 1. If you choose "Full Conversion" then Column BA (AMOUNT) and Column BB (TAXES) BOTH values will be convert based on selected Currency in (Column L). 2. If you choose "Partial Conversion" then Column BA (AMOUNT) only will be converted based on selected currency (Column L) and Column BB (TAXES) value (INR) will be added to the converted values.
Note on K141: gepadmin: 1. If you choose "Full Conversion" then Column BA (AMOUNT) and Column BB (TAXES) BOTH values will be convert based on selected Currency in (Column L). 2. If you choose "Partial Conversion" then Column BA (AMOUNT) only will be converted based on selected currency (Column L) and Column BB (TAXES) value (INR) will be added to the converted values.
Note on K145: gepadmin: 1. If you choose "Full Conversion" then Column BA (AMOUNT) and Column BB (TAXES) BOTH values will be convert based on selected Currency in (Column L). 2. If you choose "Partial Conversion" then Column BA (AMOUNT) only will be converted based on selected currency (Column L) and Column BB (TAXES) value (INR) will be added to the converted values.
Note on K146: gepadmin: 1. If you choose "Full Conversion" then Column BA (AMOUNT) and Column BB (TAXES) BOTH values will be convert based on selected Currency in (Column L). 2. If you choose "Partial Conversion" then Column BA (AMOUNT) only will be converted based on selected currency (Column L) and Column BB (TAXES) value (INR) will be added to the converted values.
Note on K148: gepadmin: 1. If you choose "Full Conversion" then Column BA (AMOUNT) and Column BB (TAXES) BOTH values will be convert based on selected Currency in (Column L). 2. If you choose "Partial Conversion" then Column BA (AMOUNT) only will be converted based on selected currency (Column L) and Column BB (TAXES) value (INR) will be added to the converted values.
Note on K149: gepadmin: 1. If you choose "Full Conversion" then Column BA (AMOUNT) and Column BB (TAXES) BOTH values will be convert based on selected Currency in (Column L). 2. If you choose "Partial Conversion" then Column BA (AMOUNT) only will be converted based on selected currency (Column L) and Column BB (TAXES) value (INR) will be added to the converted values.
Note on K152: gepadmin: 1. If you choose "Full Conversion" then Column BA (AMOUNT) and Column BB (TAXES) BOTH values will be convert based on selected Currency in (Column L). 2. If you choose "Partial Conversion" then Column BA (AMOUNT) only will be converted based on selected currency (Column L) and Column BB (TAXES) value (INR) will be added to the converted values.
Note on K153: gepadmin: 1. If you choose "Full Conversion" then Column BA (AMOUNT) and Column BB (TAXES) BOTH values will be convert based on selected Currency in (Column L). 2. If you choose "Partial Conversion" then Column BA (AMOUNT) only will be converted based on selected currency (Column L) and Column BB (TAXES) value (INR) will be added to the converted values.
Note on K155: gepadmin: 1. If you choose "Full Conversion" then Column BA (AMOUNT) and Column BB (TAXES) BOTH values will be convert based on selected Currency in (Column L). 2. If you choose "Partial Conversion" then Column BA (AMOUNT) only will be converted based on selected currency (Column L) and Column BB (TAXES) value (INR) will be added to the converted values.
Note on K157: gepadmin: 1. If you choose "Full Conversion" then Column BA (AMOUNT) and Column BB (TAXES) BOTH values will be convert based on selected Currency in (Column L). 2. If you choose "Partial Conversion" then Column BA (AMOUNT) only will be converted based on selected currency (Column L) and Column BB (TAXES) value (INR) will be added to the converted values.
Note on K160: gepadmin: 1. If you choose "Full Conversion" then Column BA (AMOUNT) and Column BB (TAXES) BOTH values will be convert based on selected Currency in (Column L). 2. If you choose "Partial Conversion" then Column BA (AMOUNT) only will be converted based on selected currency (Column L) and Column BB (TAXES) value (INR) will be added to the converted values.
Note on K163: gepadmin: 1. If you choose "Full Conversion" then Column BA (AMOUNT) and Column BB (TAXES) BOTH values will be convert based on selected Currency in (Column L). 2. If you choose "Partial Conversion" then Column BA (AMOUNT) only will be converted based on selected currency (Column L) and Column BB (TAXES) value (INR) will be added to the converted values.
Note on K164: gepadmin: 1. If you choose "Full Conversion" then Column BA (AMOUNT) and Column BB (TAXES) BOTH values will be convert based on selected Currency in (Column L). 2. If you choose "Partial Conversion" then Column BA (AMOUNT) only will be converted based on selected currency (Column L) and Column BB (TAXES) value (INR) will be added to the converted values.
Note on K166: gepadmin: 1. If you choose "Full Conversion" then Column BA (AMOUNT) and Column BB (TAXES) BOTH values will be convert based on selected Currency in (Column L). 2. If you choose "Partial Conversion" then Column BA (AMOUNT) only will be converted based on selected currency (Column L) and Column BB (TAXES) value (INR) will be added to the converted values.
Note on K167: gepadmin: 1. If you choose "Full Conversion" then Column BA (AMOUNT) and Column BB (TAXES) BOTH values will be convert based on selected Currency in (Column L). 2. If you choose "Partial Conversion" then Column BA (AMOUNT) only will be converted based on selected currency (Column L) and Column BB (TAXES) value (INR) will be added to the converted values.
Note on K169: gepadmin: 1. If you choose "Full Conversion" then Column BA (AMOUNT) and Column BB (TAXES) BOTH values will be convert based on selected Currency in (Column L). 2. If you choose "Partial Conversion" then Column BA (AMOUNT) only will be converted based on selected currency (Column L) and Column BB (TAXES) value (INR) will be added to the converted values.
Note on K172: gepadmin: 1. If you choose "Full Conversion" then Column BA (AMOUNT) and Column BB (TAXES) BOTH values will be convert based on selected Currency in (Column L). 2. If you choose "Partial Conversion" then Column BA (AMOUNT) only will be converted based on selected currency (Column L) and Column BB (TAXES) value (INR) will be added to the converted values.
Note on K174: gepadmin: 1. If you choose "Full Conversion" then Column BA (AMOUNT) and Column BB (TAXES) BOTH values will be convert based on selected Currency in (Column L). 2. If you choose "Partial Conversion" then Column BA (AMOUNT) only will be converted based on selected currency (Column L) and Column BB (TAXES) value (INR) will be added to the converted values.
Note on K175: gepadmin: 1. If you choose "Full Conversion" then Column BA (AMOUNT) and Column BB (TAXES) BOTH values will be convert based on selected Currency in (Column L). 2. If you choose "Partial Conversion" then Column BA (AMOUNT) only will be converted based on selected currency (Column L) and Column BB (TAXES) value (INR) will be added to the converted values.
Note on K176: gepadmin: 1. If you choose "Full Conversion" then Column BA (AMOUNT) and Column BB (TAXES) BOTH values will be convert based on selected Currency in (Column L). 2. If you choose "Partial Conversion" then Column BA (AMOUNT) only will be converted based on selected currency (Column L) and Column BB (TAXES) value (INR) will be added to the converted values.
Note on K178: gepadmin: 1. If you choose "Full Conversion" then Column BA (AMOUNT) and Column BB (TAXES) BOTH values will be convert based on selected Currency in (Column L). 2. If you choose "Partial Conversion" then Column BA (AMOUNT) only will be converted based on selected currency (Column L) and Column BB (TAXES) value (INR) will be added to the converted values.
Note on K180: gepadmin: 1. If you choose "Full Conversion" then Column BA (AMOUNT) and Column BB (TAXES) BOTH values will be convert based on selected Currency in (Column L). 2. If you choose "Partial Conversion" then Column BA (AMOUNT) only will be converted based on selected currency (Column L) and Column BB (TAXES) value (INR) will be added to the converted values.
Note on K181: gepadmin: 1. If you choose "Full Conversion" then Column BA (AMOUNT) and Column BB (TAXES) BOTH values will be convert based on selected Currency in (Column L). 2. If you choose "Partial Conversion" then Column BA (AMOUNT) only will be converted based on selected currency (Column L) and Column BB (TAXES) value (INR) will be added to the converted values.
Note on K97: gepadmin: 1. If you choose "Full Conversion" then Column BA (AMOUNT) and Column BB (TAXES) BOTH values will be convert based on selected Currency in (Column L). 2. If you choose "Partial Conversion" then Column BA (AMOUNT) only will be converted based on selected currency (Column L) and Column BB (TAXES) value (INR) will be added to the converted values.
Note on K123: gepadmin: 1. If you choose "Full Conversion" then Column BA (AMOUNT) and Column BB (TAXES) BOTH values will be convert based on selected Currency in (Column L). 2. If you choose "Partial Conversion" then Column BA (AMOUNT) only will be converted based on selected currency (Column L) and Column BB (TAXES) value (INR) will be added to the converted values.
Note on K125: gepadmin: 1. If you choose "Full Conversion" then Column BA (AMOUNT) and Column BB (TAXES) BOTH values will be convert based on selected Currency in (Column L). 2. If you choose "Partial Conversion" then Column BA (AMOUNT) only will be converted based on selected currency (Column L) and Column BB (TAXES) value (INR) will be added to the converted values.
Note on K124: gepadmin: 1. If you choose "Full Conversion" then Column BA (AMOUNT) and Column BB (TAXES) BOTH values will be convert based on selected Currency in (Column L). 2. If you choose "Partial Conversion" then Column BA (AMOUNT) only will be converted based on selected currency (Column L) and Column BB (TAXES) value (INR) will be added to the converted values.
Note on K133: gepadmin: 1. If you choose "Full Conversion" then Column BA (AMOUNT) and Column BB (TAXES) BOTH values will be convert based on selected Currency in (Column L). 2. If you choose "Partial Conversion" then Column BA (AMOUNT) only will be converted based on selected currency (Column L) and Column BB (TAXES) value (INR) will be added to the converted values.
Note on K130: gepadmin: 1. If you choose "Full Conversion" then Column BA (AMOUNT) and Column BB (TAXES) BOTH values will be convert based on selected Currency in (Column L). 2. If you choose "Partial Conversion" then Column BA (AMOUNT) only will be converted based on selected currency (Column L) and Column BB (TAXES) value (INR) will be added to the converted values.
Note on K131: gepadmin: 1. If you choose "Full Conversion" then Column BA (AMOUNT) and Column BB (TAXES) BOTH values will be convert based on selected Currency in (Column L). 2. If you choose "Partial Conversion" then Column BA (AMOUNT) only will be converted based on selected currency (Column L) and Column BB (TAXES) value (INR) will be added to the converted values.
Note on K132: gepadmin: 1. If you choose "Full Conversion" then Column BA (AMOUNT) and Column BB (TAXES) BOTH values will be convert based on selected Currency in (Column L). 2. If you choose "Partial Conversion" then Column BA (AMOUNT) only will be converted based on selected currency (Column L) and Column BB (TAXES) value (INR) will be added to the converted values.
Note on K134: gepadmin: 1. If you choose "Full Conversion" then Column BA (AMOUNT) and Column BB (TAXES) BOTH values will be convert based on selected Currency in (Column L). 2. If you choose "Partial Conversion" then Column BA (AMOUNT) only will be converted based on selected currency (Column L) and Column BB (TAXES) value (INR) will be added to the converted values.
Note on K75: gepadmin: 1. If you choose "Full Conversion" then Column BA (AMOUNT) and Column BB (TAXES) BOTH values will be convert based on selected Currency in (Column L). 2. If you choose "Partial Conversion" then Column BA (AMOUNT) only will be converted based on selected currency (Column L) and Column BB (TAXES) value (INR) will be added to the converted values.

## Macros
Please Enable Macros to View BoQ information