## BoQ1 (hidden)
Percentage BoQ
BoQ_Ver3.0 | Percentage | Normal | INR Only | INR
Select, At Par, Excess (+), Less (-) |  | IOCL
Tender Inviting Authority: The Additional Chief Engineer, WBPHIDCL
Name of Work: Repair, renovation and up-gradation of 02 storied PS building 03 nos. single storied barrack and single storied pump room at Kulpi PS in Sundarban PD under South 24 Pgs.
Contract No: WBPHIDCL/Addl.CE/NIT- 136(e)/2019-2020 (1st Call) Sl. No. 5
Bidder Name :
PRICE SCHEDULE (This BOQ template must not be modified/replaced by the bidder and the same should be uploaded after filling the relevent columns, else the bidder is liable to be rejected for this tender. Bidders are allowed to enter the Bidder Name and Values only )
NUMBER # | TEXT # | TEXT # | NUMBER # | TEXT # | NUMBER | NUMBER | TEXT | TEXT # | NUMBER # | TEXT# | TEXT # | NUMBER # | NUMBER | NUMBER | NUMBER | NUMBER | TEXT | TEXT | NUMBER | NUMBER | NUMBER | NUMBER | TEXT | TEXT | NUMBER | NUMBER | NUMBER | NUMBER | TEXT | TEXT | NUMBER | NUMBER | NUMBER | NUMBER | TEXT | TEXT | NUMBER | NUMBER | NUMBER | NUMBER | TEXT | TEXT | NUMBER | NUMBER | NUMBER # | NUMBER # | TEXT | TEXT | NUMBER # | NUMBER # | DATE | NUMBER # | NUMBER # | TEXT #
Sl. No. | Item Description | Item Code / Make | Quantity | Units | Estimated Rate |  |  | Addition / Deduction | Addition / Deduction Values | Currency Convertion against each Item | Quoted Currency in INR / Other Currency | BASIC RATE In Figures To be entered by the Bidder Rs. P | Excise Duty | VAT | Freight Charges ( Unloading & Stacking) | Any Other Taxes/Duties/Levies |  |  | Other Taxes 2 | IIIrd Party i.e DGS&D / RITES etc Inspection Charges @0.34%+Service Tax | Less for Cenvat Credit,if any respect of Supplies Under full Excise Duty Category | [30 empty] | TOTAL AMOUNT With Taxes | TOTAL AMOUNT With Taxes | TOTAL AMOUNT In Words
1 | 2 | 3 | 4 | 5 | 6 | 7 | 8 | 9 | 10 | 11 | 12 | 13 | 14 | 15 | 16 | 17 | 18 | 19 | 20 | 21 | 22 | 23 | 24 | 25 | 26 | 27 | 28 | 29 | 30 | 31 | 32 | 33 | 34 | 35 | 36 | 37 | 38 | 39 | 40 | 41 | 42 | 43 | 44 | 45 | 46 | 47 | 48 | 49 | 50 | 51 | 52 | 53 | 54 | 55
1 | Civil works | BI01010001010000000000000515BI0100001112 | [57 empty] | 1 | Construction of chamber for 100mm sluices valve | item1 | 10 | 1 Nos
2 | Stripping off worn out plaster and raking out joints of walls, celings etc. upto any height and in any floor including removing rubbish within a lead of 75m as directed. | BI01010001010000000000000515BI0100001113 | 670 | Sqm. | 21.49 |  |  | Excess(+) | 1 | Full Conversion | INR | [40 empty] | 14398.3 | 14398.3 | INR Fourteen Thousand Three Hundred & Ninety Eight and Paise Thirty Only | 10 | 11.31 | 6700 | 19 | 21.493 | 2 | Construction of chamber for 100mm sluices valve | item3 | 10 | Nos
3 | Dismantling R.C. floor, roof, beams etc. including cutting rods and removing rubbish as directed within a lead of 75 m. including stacking of steel bars. (a) In ground floor including roof. | BI01010001010000000000000515BI0100001114 | 2 | Cum. | 2212.63 |  |  | Excess(+) | 1 | Full Conversion | INR | [40 empty] | 4425.26 | 4425.26 | INR Four Thousand Four Hundred & Twenty Five and Paise Twenty Six Only | 166 | 187.78 | 332 | 1956 | 2212.627 | 3 | Supplying, Conveying and fixing spls. Including ea | item4 | 10 | Nos
4 | Dismantling R.C. floor, roof, beams etc. including cutting rods and removing rubbish as directed within a lead of 75 m. including stacking of steel bars. 1st Floor | BI01010001010000000000000515BI0100001115 | 1 | Cum. | 2269.19 |  |  | Excess(+) | 1 | Full Conversion | INR | [40 empty] | 2269.19 | 2269.19 | INR Two Thousand Two Hundred & Sixty Nine and Paise Nineteen Only | 119.27 | 134.92 | 119.27 | 2006 | 2269.187 | 1.01 | Supplying, Conveying and fixing spls. Including eart | item1 | 123.223 | Nos
5 | Dismantling all types of plain cement concrete works, stacking serviceable materials at site and removing rubbish as directed within a lead of 75 m. In ground floor including roof. (a) upto 150 mm. thick | BI01010001010000000000000515BI0100001116 | 6 | Cum. | 1062.2 |  |  | Excess(+) | 1 | Full Conversion | INR | [40 empty] | 6373.2 | 6373.2 | INR Six Thousand Three Hundred & Seventy Three and Paise Twenty Only | 192.38 | 217.62 | 1154.28 | 939 | 1062.197 | 1.02 | Construction of chamber for 100mm sluice plates | item2 | 213 | Nos
6 | Dismantling all types of plain cement concrete works, stacking serviceable materials at site and removing rubbish as directed within a lead of 75 m. (a) upto 150 mm. thick 1st Floor | BI01010001010000000000000515BI0100001117 | 1 | Cum. | 1118.76 |  |  | Excess(+) | 1 | Full Conversion | INR | [40 empty] | 1118.76 | 1118.76 | INR One Thousand One Hundred & Eighteen and Paise Seventy Six Only | 77.54 | 87.71 | 77.54 | 989 | 1118.757 | 2 | Construction of chamber for 100mm sluices valve | item3 | 10 | Nos
7 | Dismantling all types of masonry excepting cement concrete plain or reinforced, stacking serviceable materials at site and removing rubbish as directed within a lead of 75 m. a) In ground floor including roof. | BI01010001010000000000000515BI0100001118 | 2 | Cum. | 505.65 |  |  | Excess(+) | 1 | Full Conversion | INR | [40 empty] | 1011.3 | 1011.3 | INR One Thousand &Eleven and Paise Thirty Only | 355.41 | 402.04 | 710.82 | 447 | 505.646 | 3 | Supplying, Conveying and fixing spls. Including ea | item4 | 10 | Nos
8 | Dismantling all types of masonry excepting cement concrete plain or reinforced, stacking serviceable materials at site and removing rubbish as directed within a lead of 75 m. 1st Floor | BI01010001010000000000000515BI0100001119 | 1 | Cum. | 562.21 |  |  | Excess(+) | 1 | Full Conversion | INR | [40 empty] | 562.21 | 562.21 | INR Five Hundred & Sixty Two and Paise Twenty One Only | 487.41 | 551.36 | 487.41 | 497 | 562.206 | 1.01 | Supplying, Conveying and fixing spls. Including eart | item1 | 123.223 | Nos
9 | Removal of rubbish,earth etc.from the working site and disposal of the same beyond the compound ,in conformity with the Municipal/Corporation Rules for such disposal,loading in to truck and cleaning the site in all respect as per direction of Engineer in charge | BI01010001010000000000000515BI0100001120 | 15 | CuM. | 187.78 |  |  | Excess(+) | 1 | Full Conversion | INR | [40 empty] | 2816.7 | 2816.7 | INR Two Thousand Eight Hundred & Sixteen and Paise Seventy Only | 110 | 124.43 | 1650 | 166 | 187.779
10 | Single Brick Flat Soling of picked jhama bricks including ramming and dressing bed to proper level and filling joints with local sand. | BI01010001010000000000000515BI0100001121 | 60 | Sqm | 408.36 |  |  | Excess(+) | 1 | Full Conversion | INR | [40 empty] | 24501.6 | 24501.6 | INR Twenty Four Thousand Five Hundred & One and Paise Sixty Only | 266 | 300.9 | 15960 | 361 | 408.363
11 | (I) Cement concrete with graded stone ballast (40 mm size excluding shuttering) In ground floor (A)With Pakur Variety 1:3:6 | BI01010001010000000000000515BI0100001122 | 6 | Cum. | 6081.33 |  |  | Excess(+) | 1 | Full Conversion | INR | [40 empty] | 36487.98 | 36487.98 | INR Thirty Six Thousand Four Hundred & Eighty Seven and Paise Ninety Eight Only | 40 | 45.25 | 240 | 5376 | 6081.331
12 | Ordinary Cement concrete (mix 1:2:4) with graded stone chips (20 mm nominal size) excluding shuttering and reinforcement,if any, in ground floor as per relevant IS codes. a) Pakur Variety | BI01010001010000000000000515BI0100001123 | 27 | Cum. | 6626.57 |  |  | Excess(+) | 1 | Full Conversion | INR | [40 empty] | 178917.39 | 178917.39 | INR One Lakh Seventy Eight Thousand Nine Hundred & Seventeen and Paise Thirty Nine Only | 24 | 27.15 | 648 | 5858 | 6626.57
13 | Ordinary Cement concrete (mix 1:2:4) with graded stone chips (20 mm nominal size) excluding shuttering and reinforcement,if any, as per relevant IS codes. a) Pakur Variety 1st Floor | BI01010001010000000000000515BI0100001124 | 4 | Cum. | 6734.03 |  |  | Excess(+) | 1 | Full Conversion | INR | [40 empty] | 26936.12 | 26936.12 | INR Twenty Six Thousand Nine Hundred & Thirty Six and Paise Twelve Only | 4818.66 | 5450.87 | 19274.64 | 5953 | 6734.034
14 | Reinforcement for reinforced concrete work in all sorts structure including distribution bars, stirrups, binders etc. including of rods initial straightening and removal of loose rust (if necessary), cutting to requisite length , hooking and bending with 16 gauge black annealed wire at every inter section, complete as per drawing and direction. (a) For works in foundation, basement and upto roof of ground floor / upto 4 m (i) Tor Steel / Mild Steel ( I ) SAIL / TATA / RINL GROUND FLOOR | BI01010001010000000000000515BI0100001125 | 0.75 | MT. | 80785.78 |  |  | Excess(+) | 1 | Full Conversion | INR | [40 empty] | 60589.34 | 60589.34 | INR Sixty Thousand Five Hundred & Eighty Nine and Paise Thirty Four Only | 5920.24 | 6696.98 | 4440.18 | 71416 | 80785.779
15 | Reinforcement for reinforced concrete work in all sorts structure including distribution bars, stirrups, binders etc. including of rods initial straightening and removal of loose rust (if necessary), cutting to requisite length , hooking and bending with 16 gauge black annealed wire at every inter section, complete as per drawing and direction. (a) For works in foundation, basement and upto roof of ground floor / upto 4 m (i) Tor Steel / Mild Steel ( I ) SAIL / TATA / RINL 1st Floor | BI01010001010000000000000515BI0100001126 | 0.25 | MT. | 81328.76 |  |  | Excess(+) | 1 | Full Conversion | INR | [40 empty] | 20332.19 | 20332.19 | INR Twenty Thousand Three Hundred & Thirty Two and Paise Nineteen Only | 5940.24 | 6719.6 | 1485.06 | 71896 | 81328.755
16 | Hire and labour charges for shuttering with centreing and necessary staging up to 4m using approved stout props thick hard wood planks of approved thickness with required bracing for concrete slabs, beams, columns, linteles curved or straight including fitting, fixing and striking out after complition of works upto roof og GF a) 25mm to 30mm thick wooden shuttering as per decision and direction of E.I.C Ground Floor | BI01010001010000000000000515BI0100001127 | 40 | Sqm | 378.95 |  |  | Excess(+) | 1 | Full Conversion | INR | [40 empty] | 15158 | 15158 | INR Fifteen Thousand One Hundred & Fifty Eight Only | 5960.24 | 6742.22 | 238409.6 | 335 | 378.952
17 | Hire and labour charges for shuttering with centreing and necessary staging up to 4m using approved stout props thick hard wood planks of approved thickness with required bracing for concrete slabs, beams, columns, linteles curved or straight including fitting, fixing and striking out after complition of works upto roof og GF a) 25mm to 30mm thick wooden shuttering as per decision and direction of E.I.C 1st Floor | BI01010001010000000000000515BI0100001128 | 10 | Sqm | 399.31 |  |  | Excess(+) | 1 | Full Conversion | INR | [40 empty] | 3993.1 | 3993.1 | INR Three Thousand Nine Hundred & Ninety Three and Paise Ten Only | 359 | 406.1 | 3590 | 353 | 399.314
18 | Brick work with 1st class bricks in cement mortar (1:6) in (a) In foundation and plinth | BI01010001010000000000000515BI0100001129 | 3 | CuM. | 6123.19 |  |  | Excess(+) | 1 | Full Conversion | INR | [40 empty] | 18369.57 | 18369.57 | INR Eighteen Thousand Three Hundred & Sixty Nine and Paise Fifty Seven Only | 377 | 426.46 | 1131 | 5413 | 6123.186
19 | Brick work with 1st class bricks in cement mortar (1:6) in (b) Ground Floor Superstructure | BI01010001010000000000000515BI0100001130 | 4 | CuM. | 6375.44 |  |  | Excess(+) | 1 | Full Conversion | INR | [40 empty] | 25501.76 | 25501.76 | INR Twenty Five Thousand Five Hundred & One and Paise Seventy Six Only | 395 | 446.82 | 1580 | 5636 | 6375.443
20 | Brick work with 1st class bricks in cement mortar (1:6) in First Floor | BI01010001010000000000000515BI0100001131 | 2 | Cum. | 6501.01 |  |  | Excess(+) | 1 | Full Conversion | INR | [40 empty] | 13002.02 | 13002.02 | INR Thirteen Thousand &Two and Paise Two Only | 71269 | 80619.49 | 142538 | 5747 | 6501.006
21 | 125 mm. thick brick work with 1st class bricks in cement mortar (1:4)in Ground floor | BI01010001010000000000000515BI0100001132 | 80 | SqM | 832.56 |  |  | Excess(+) | 1 | Full Conversion | INR | [40 empty] | 66604.8 | 66604.8 | INR Sixty Six Thousand Six Hundred & Four and Paise Eighty Only | 71699 | 81105.91 | 5735920 | 736 | 832.563
22 | 125 mm. thick brick work with 1st class bricks in cement mortar (1:4)in 1st Floor | BI01010001010000000000000515BI0100001133 | 20 | SqM | 846.14 |  |  | Excess(+) | 1 | Full Conversion | INR | [40 empty] | 16922.8 | 16922.8 | INR Sixteen Thousand Nine Hundred & Twenty Two and Paise Eighty Only | 72129 | 81592.32 | 1442580 | 748 | 846.138
23 | Labour for Chipping of concrete surface before taking up Plastering work. | BI01010001010000000000000515BI0100001134 | 100 | Sqm | 23.76 |  |  | Excess(+) | 1 | Full Conversion | INR | [40 empty] | 2376 | 2376 | INR Two Thousand Three Hundred & Seventy Six Only | 4243 | 4799.68 | 424300 | 21 | 23.755
24 | Supplying, fitting & fixing 1st quality Ceramic tiles in walls and floors to match with the existing work & 4 nos. of key stones (10mm) fixed with araldite at the back of each tile & finishing the joints with white cement mixed with colouring oxide if required to match the colour of tiles including roughening of concrete surface, if necessary or by synthetic adhesive & grout materials etc. (A) Floor(b) Area of each tile above 0.09 Sq.m (i) Coloured decorative With Sand Cement Mortar (1:4) 20 mm thick & 2 mm thick cement slurry at back side of tiles using cement @ 2.91 Kg/Sq.m & joint filling using white cement slurry @ 0.20kg/Sq.m. (i) Coloured decorative Ground floor | BI01010001010000000000000515BI0100001135 | 27 | Sq. M | 1040.7 |  |  | Excess(+) | 1 | Full Conversion | INR | [40 empty] | 28098.9 | 28098.9 | INR Twenty Eight Thousand &Ninety Eight and Paise Ninety Only | 4354 | 4925.24 | 117558 | 920 | 1040.704
25 | Supplying, fitting & fixing 1st quality Ceramic tiles in walls and floors to match with the existing work & 4 nos. of key stones (10mm) fixed with araldite at the back of each tile & finishing the joints with white cement mixed with colouring oxide if required to match the colour of tiles including roughening of concrete surface, if necessary or by synthetic adhesive & grout materials etc. (A) Floor(b) Area of each tile above 0.09 Sq.m (i) Coloured decorative With Sand Cement Mortar (1:4) 20 mm thick & 2 mm thick cement slurry at back side of tiles using cement @ 2.91 Kg/Sq.m & joint filling using white cement slurry @ 0.20kg/Sq.m. (i) Coloured decorative 1st Floor | BI01010001010000000000000515BI0100001136 | 10 | Sq. M | 1046.36 |  |  | Excess(+) | 1 | Full Conversion | INR | [40 empty] | 10463.6 | 10463.6 | INR Ten Thousand Four Hundred & Sixty Three and Paise Sixty Only | 4465 | 5050.81 | 44650 | 925 | 1046.36
26 | Supplying, fitting & fixing 1st quality Ceramic tiles in walls and floors to match with the existing work & 4 nos. of key stones (10mm) fixed with araldite at the back of each tile & finishing the joints with white cement mixed with colouring oxide if required to match the colour of tiles including roughening of concrete surface, if necessary or by synthetic adhesive & grout materials etc. (B) Wall With Sand Cement Mortar (1:3) 15 mm thick & 2 mm thick cement slurry at back side of tiles using cement @ 2.91 Kg/Sq.m & joint filling using white cement slurry @ 0.20kg/Sq.m.(b) Area of each tile above 0.09 Sq.m(i) Coloured decorative Ground floor | BI01010001010000000000000515BI0100001137 | 122 | Sq. M | 1254.5 |  |  | Excess(+) | 1 | Full Conversion | INR | [40 empty] | 153049 | 153049 | INR One Lakh Fifty Three Thousand &Forty Nine Only | 4576 | 5176.37 | 558272 | 1109 | 1254.501
27 | Supplying, fitting & fixing 1st quality Ceramic tiles in walls and floors to match with the existing work & 4 nos. of key stones (10mm) fixed with araldite at the back of each tile & finishing the joints with white cement mixed with colouring oxide if required to match the colour of tiles including roughening of concrete surface, if necessary or by synthetic adhesive & grout materials etc. (B) Wall With Sand Cement Mortar (1:3) 15 mm thick & 2 mm thick cement slurry at back side of tiles using cement @ 2.91 Kg/Sq.m & joint filling using white cement slurry @ 0.20kg/Sq.m.(b) Area of each tile above 0.09 Sq.m(i) Coloured decorative 1st Floor | BI01010001010000000000000515BI0100001138 | 45 | Sq. M | 1260.16 |  |  | Excess(+) | 1 | Full Conversion | INR | [40 empty] | 56707.2 | 56707.2 | INR Fifty Six Thousand Seven Hundred & Seven and Paise Twenty Only | 592 | 669.67 | 26640 | 1114 | 1260.157
28 | 18 mm. to 22 mm. thick, kota stone slab set in 20 mm thick (avg) cement mortar (1:4) in floor, stair & lobby including pointing in cement slurry with admixture of pigment matching the stone shade, including grinding & polishing as per direction of Engineer - in - charge to match with the existing work. [Slurry for bedding @ 4.4 kg/Sq.m and pointing @2.0 kg/Sq.m] Ground floor | BI01010001010000000000000515BI0100001139 | 150 | Sq. M | 1158.35 |  |  | Excess(+) | 1 | Full Conversion | INR | [40 empty] | 173752.5 | 173752.5 | INR One Lakh Seventy Three Thousand Seven Hundred & Fifty Two and Paise Fifty Only | 604 | 683.24 | 90600 | 1024 | 1158.349
29 | 18 mm. to 22 mm. thick, kota stone slab set in 20 mm thick (avg) cement mortar (1:4) in floor, stair & lobby including pointing in cement slurry with admixture of pigment matching the stone shade, including grinding & polishing as per direction of Engineer - in - charge to match with the existing work. [Slurry for bedding @ 4.4 kg/Sq.m and pointing @2.0 kg/Sq.m] 1st Floor | BI01010001010000000000000515BI0100001140 | 25 | Sq. M | 1171.92 |  |  | Excess(+) | 1 | Full Conversion | INR | [40 empty] | 29298 | 29298 | INR Twenty Nine Thousand Two Hundred & Ninety Eight Only | 616 | 696.82 | 15400 | 1036 | 1171.923
30 | Supplying, fitting and fixing 18 mm. to 22 mm. thick kota stoneslab in wall, dado in 15 mm thick [avg] cement mortar (1:3) including making suitable arrangement to hold the stone properly by brass / copper hooks including pointing in cement mortar (1:2) (1 cement : 2 marble dust) with admixture of pigments matching the stone shade, including grinding and polishing all complete as per direction of Engineer-in-charge including cost of materials, labour, scaffolding, staging, curing complete. [Using cement slurry for bedding @4.4 kg/Sq.m and for jointing @1.8 kg/Sq.m] Ground floor | BI01010001010000000000000515BI0100001141 | 25 | Sq. M | 1312.19 |  |  | Excess(+) | 1 | Full Conversion | INR | [40 empty] | 32804.75 | 32804.75 | INR One Lakh Ninety Four Thousand &Forty Only | 186 | 210.4 | 4650 | 1160 | 1312.192
31 | Supplying, fitting and fixing 18 mm. to 22 mm. thick kota stoneslab in wall, dado in 15 mm thick [avg] cement mortar (1:3) including making suitable arrangement to hold the stone properly by brass / copper hooks including pointing in cement mortar (1:2) (1 cement : 2 marble dust) with admixture of pigments matching the stone shade, including grinding and polishing all complete as per direction of Engineer-in-charge including cost of materials, labour, scaffolding, staging, curing complete. [Using cement slurry for bedding @4.4 kg/Sq.m and for jointing @1.8 kg/Sq.m] 1st Floor | BI01010001010000000000000515BI0100001142 | 3 | Sq. M | 1325.77 |  |  | Excess(+) | 1 | Full Conversion | INR | [40 empty] | 3977.31 | 3977.31 | INR Three Thousand Nine Hundred & Seventy Seven and Paise Thirty One Only | 21 | 23.76 | 63 | 1172 | 1325.766
32 | Extra cost of labour for grinding Kota Stone Floor in treads and riser of Steps. | BI01010001010000000000000515BI0100001143 | 15 | Sq. M | 236.42 |  |  | Excess(+) | 1 | Full Conversion | INR | [40 empty] | 3546.3 | 3546.3 | INR Three Thousand Five Hundred & Forty Six and Paise Thirty Only | 75572 | 85487.05 | 1133580 | 209 | 236.421
33 | Supplying and laying true to line and level vitrified tiles of approved brand (size not less than 600 mm X 600 mm X 10 mm thick) in floor, skirting etc. set in 20 mm sand cement mortar (1:4) and 2 mm thick cement slurry back side of tiles using cement @ 2.91Kg./sqM or using polymerised adhesive (6 mm thick layer applied directly over finished artificial stone floor/Mosaic etc without any backing course) laid after application slurry using 1.75 Kg of cement per sqM below mortar only, joints grouted with admixture of white cement and colouring pigment to match with colour of tiles / epoxy grout materials of approved make as directed and removal of wax coating of top surface of tiles with warm water and polishing the tiles using soft and dry cloth upto mirror finish complete including the cost of materials, labour and all other incidental charges complete true to the manufacturer's specification and direction of Engineer-in-Charge. (White cement, synthetic (I) With application slurry @1.75 kg/ Sq.m, 20 mm sand cement mortar (1:4) & 2 mm thick cement slurry at back side of tiles, 0.2 kg/ Sq.m white cement for joint filling with pigment. (B) Light Colour Ground floor | BI01010001010000000000000515BI0100001144 | 50 | Sq. M | 1453.59 |  |  | Excess(+) | 1 | Full Conversion | INR | [40 empty] | 72679.5 | 72679.5 | INR Seventy Two Thousand Six Hundred & Seventy Nine and Paise Fifty Only | 75772 | 85713.29 | 3788600 | 1285 | 1453.592
34 | Artificial stone in floor, dado, staircase etc with cement concrete (1:2:4) with stone chips, laid in panels as directed with topping made with ordinary or white cement (as necessary) and marble dust in proportion (1:2) including smooth finishing and rounding off corners including raking out joints or roughening of concrete surface and application of cement slurry before flooring works using cement @ 1.75 kg/sq.m all complete including all materials and labour. 3 mm. thick topping (High polishing grinding on this item is not permitted with ordinary cement). Using grey cement (iii) 35 mm. thick Ground floor | BI01010001010000000000000515BI0100001145 | 180 | Sqm | 381.21 |  |  | Excess(+) | 1 | Full Conversion | INR | [40 empty] | 68617.8 | 68617.8 | INR Sixty Eight Thousand Six Hundred & Seventeen and Paise Eighty Only | 75972 | 85939.53 | 13674960 | 337 | 381.214
35 | Artificial stone in floor, dado, staircase etc with cement concrete (1:2:4) with stone chips, laid in panels as directed with topping made with ordinary or white cement (as necessary) and marble dust in proportion (1:2) including smooth finishing and rounding off corners including raking out joints or roughening of concrete surface and application of cement slurry before flooring works using cement @ 1.75 kg/sq.m all complete including all materials and labour. 3 mm. thick topping (High polishing grinding on this item is not permitted with ordinary cement). Using grey cement (iii) 35 mm. thick 1st Floor | BI01010001010000000000000515BI0100001146 | 15 | Sqm | 386.94 |  |  | Excess(+) | 1 | Full Conversion | INR | [40 empty] | 5804.1 | 5804.1 | INR Five Thousand Eight Hundred & Four and Paise Ten Only | 3955 | 4473.9 | 59325 | 342.06 | 386.938
36 | Supplying, fitting and fixing Black Stone slab used in Kitchen slab, alcove, wardrobe etc. laid and jointed with necessary adhesive Cement mortar (1:2) including grinding or polishing as per direction of Engineer-in -Charge in Ground Floor.a) Slab Thickness 20 to 25 mm | BI01010001010000000000000515BI0100001147 | 12 | Sqm | 727.36 |  |  | Excess(+) | 1 | Full Conversion | INR | [40 empty] | 8728.32 | 8728.32 | INR Eight Thousand Seven Hundred & Twenty Eight and Paise Thirty Two Only | 3969 | 4489.73 | 47628 | 643 | 727.362
37 | Plaster (to wall, floor, ceiling etc.) with sand and cement mortar including rounding off or chamfering corners as directed and raking out joints including throating, nosing and drip course, scaffolding/ staging where necessary (Ground floor).[Excluding cost of chipping over concrete surface] (ii)/c/ With 1:4 cement mortar ,c) 10 mm thick plaster. Ceiling Plaster Ground floor | BI01010001010000000000000515BI0100001148 | 375 | SqM | 150.45 |  |  | Excess(+) | 1 | Full Conversion | INR | [40 empty] | 56418.75 | 56418.75 | INR Fifty Six Thousand Four Hundred & Eighteen and Paise Seventy Five Only | 3983 | 4505.57 | 1493625 | 133 | 150.45
38 | Plaster (to wall, floor, ceiling etc.) with sand and cement mortar including rounding off or chamfering corners as directed and raking out joints including throating, nosing and drip course, scaffolding/ staging where necessary (Ground floor).[Excluding cost of chipping over concrete surface] (ii)/c/ With 1:4 cement mortar ,c) 10 mm thick plaster. Ceiling Plaster 1st Floor | BI01010001010000000000000515BI0100001149 | 50 | SqM | 154.97 |  |  | Excess(+) | 1 | Full Conversion | INR | [40 empty] | 7748.5 | 7748.5 | INR Seven Thousand Seven Hundred & Forty Eight and Paise Fifty Only | 446 | 504.52 | 22300 | 137 | 154.974
39 | Plaster (to wall, floor, ceiling etc.) with sand and cement mortar including rounding off or chamfering corners as directed and raking out joints including throating, nosing and drip course, scaffolding/ staging where necessary (Ground floor).[Excluding cost of chipping over concrete surface] i)With 6:1 cement mortar b) 20mm thick plaster OUTSIDE Ground floor | BI01010001010000000000000515BI0100001150 | 500 | SqM | 197.96 |  |  | Excess(+) | 1 | Full Conversion | INR | [40 empty] | 98980 | 98980 | INR Ninety Eight Thousand Nine Hundred & Eighty Only | 446 | 504.52 | 223000 | 175 | 197.96
40 | Plaster (to wall, floor, ceiling etc.) with sand and cement mortar including rounding off or chamfering corners as directed and raking out joints including throating, nosing and drip course, scaffolding/ staging where necessary (Ground floor).[Excluding cost of chipping over concrete surface] i)With 6:1 cement mortar b) 20mm thick plaster OUTSIDE 1st Floor | BI01010001010000000000000515BI0100001151 | 80 | SqM | 202.49 |  |  | Excess(+) | 1 | Full Conversion | INR | [40 empty] | 16199.2 | 16199.2 | INR Sixteen Thousand One Hundred & Ninety Nine and Paise Twenty Only | 446 | 504.52 | 35680 | 179 | 202.485
41 | Plaster (to wall, floor, ceiling etc.) with sand and cement mortar including rounding off or chamfering corners as directed and raking out joints including throating, nosing and drip course, scaffolding/ staging where necessary (Ground floor).[Excluding cost of chipping over concrete surface] i)With 6:1 cement mortar c) 15mm thick plaster INSIDE Ground floor | BI01010001010000000000000515BI0100001152 | 400 | SqM | 170.81 |  |  | Excess(+) | 1 | Full Conversion | INR | [40 empty] | 68324 | 68324 | INR Sixty Eight Thousand Three Hundred & Twenty Four Only | 2581 | 2919.63 | 1032400 | 151 | 170.811
42 | Plaster (to wall, floor, ceiling etc.) with sand and cement mortar including rounding off or chamfering corners as directed and raking out joints including throating, nosing and drip course, scaffolding/ staging where necessary (Ground floor).[Excluding cost of chipping over concrete surface] i)With 6:1 cement mortar c) 15mm thick plaster INSIDE 1st Floor | BI01010001010000000000000515BI0100001153 | 80 | SqM | 175.34 |  |  | Excess(+) | 1 | Full Conversion | INR | [40 empty] | 14027.2 | 14027.2 | INR Fourteen Thousand &Twenty Seven and Paise Twenty Only | 2595 | 2935.46 | 207600 | 155 | 175.336
43 | Neat Cement Punning above 1.5mm thick in Wall dado,Window Sill Floor and Drain etc Note Cement 0.152 cum 100 Sqmts Ground floor | BI01010001010000000000000515BI0100001154 | 820 | SqM | 38.46 |  |  | Excess(+) | 1 | Full Conversion | INR | [40 empty] | 31537.2 | 31537.2 | INR Thirty One Thousand Five Hundred & Thirty Seven and Paise Twenty Only | 2609 | 2951.3 | 2139380 | 34 | 38.461
44 | Removing old paint from blistered painted surface of steel or other metal by chipping including scraping and cleaning and exposing the original surface | BI01010001010000000000000515BI0100001155 | 65 | Sqm. | 53.17 |  |  | Excess(+) | 1 | Full Conversion | INR | [40 empty] | 3456.05 | 3456.05 | INR Three Thousand Four Hundred & Fifty Six and Paise Five Only | 122 | 138.01 | 7930 | 47 | 53.166
45 | Priming one coat on steel or other metal surface with synthetic oil bound primer of approved quality including smoothening surfaces by sand papering etc | BI01010001010000000000000515BI0100001156 | 80 | Sqm. | 32.81 |  |  | Excess(+) | 1 | Full Conversion | INR | [40 empty] | 2624.8 | 2624.8 | INR Two Thousand Six Hundred & Twenty Four and Paise Eighty Only | 126 | 142.53 | 10080 | 29 | 32.805
46 | Priming one coat on timber or plastered surface with synthetic oil bound primer of approved quality including smoothening surfaces by sand papering etc. | BI01010001010000000000000515BI0100001157 | 60 | Sqm. | 42.99 |  |  | Excess(+) | 1 | Full Conversion | INR | [40 empty] | 2579.4 | 2579.4 | INR Two Thousand Five Hundred & Seventy Nine and Paise Forty Only | 130 | 147.06 | 7800 | 38 | 42.986
47 | Painting with best quality synthetic enamel paint of approved make and brand including smoothening surface by sand papering etc. including using of approved putty etc. on the surface, if necessary : On timber or plastered surface. With super gloss (hi-gloss) - Two coats (with any shade except white) | BI01010001010000000000000515BI0100001158 | 60 | Sqm. | 91.63 |  |  | Excess(+) | 1 | Full Conversion | INR | [40 empty] | 5497.8 | 5497.8 | INR Five Thousand Four Hundred & Ninety Seven and Paise Eighty Only | 153 | 173.07 | 9180 | 81 | 91.627
48 | Painting with best quality synthetic enamel paint of approved make and brand including smoothening surface by sand papering etc. including using of approved putty etc. on the surface, if necessary : On steel or other metal surface. With super gloss (hi-gloss) - Two coats (with any shade except white) | BI01010001010000000000000515BI0100001159 | 80.769 | Sqm. | 89.37 |  |  | Excess(+) | 1 | Full Conversion | INR | [40 empty] | 7218.33 | 7218.33 | INR Seven Thousand Two Hundred & Eighteen and Paise Thirty Three Only | 157 | 177.6 | 12680.73 | 79 | 89.365
49 | Applying Interior grade Acrylic Primer of approved quality and brand on plastered or cencrete surface old or new surface to receive Distemper/ Acrylic emulsion paint including scraping and preparing the surface throughly, complete as per manufacturer's specification and as per direction of the EIC. (In Ground Floor)i) Water based interior grade Acrylic Primer(a) One Coat All floor | BI01010001010000000000000515BI0100001160 | 400 | Sq.M | 34.84 |  |  | Excess(+) | 1 | Full Conversion | INR | [40 empty] | 13936 | 13936 | INR Thirteen Thousand Nine Hundred & Thirty Six Only | 161 | 182.12 | 64400 | 30.8 | 34.841
50 | Applying Exterior grade Acrylic primer of approved quality and brand on plastered or cencrete surface old or new surface to receive decorative textured (matt finish) or smooth finish acrylic exterior emulsion paint including scraping and preparing the surface throughly, complete as per manufacturer's specification and as per direction of the EIC. (a) One Coat Ground floor | BI01010001010000000000000515BI0100001161 | 875 | Sq.M | 35.52 |  |  | Excess(+) | 1 | Full Conversion | INR | [40 empty] | 31080 | 31080 | INR Thirty One Thousand &Eighty Only | 135 | 152.71 | 118125 | 31.4 | 35.52
51 | Applying Exterior grade Acrylic primer of approved quality and brand on plastered or cencrete surface old or new surface to receive decorative textured (matt finish) or smooth finish acrylic exterior emulsion paint including scraping and preparing the surface throughly, complete as per manufacturer's specification and as per direction of the EIC. (a) One Coat 1st Floor | BI01010001010000000000000515BI0100001162 | 520 | Sq.M | 36.32 |  |  | Excess(+) | 1 | Full Conversion | INR | [40 empty] | 18886.4 | 18886.4 | INR Eighteen Thousand Eight Hundred & Eighty Six and Paise Forty Only | 139 | 157.24 | 72280 | 32.11 | 36.323
52 | Acrylic Distemper to interior wall, ceiling with a coat of solvent based interior grade acrylic primer (as per manufacturer's specification) including cleaning and smoothning of surface. Two Coats All floor | BI01010001010000000000000515BI0100001163 | 400 | Sq.M | 79.18 |  |  | Excess(+) | 1 | Full Conversion | INR | [40 empty] | 31672 | 31672 | INR Thirty One Thousand Six Hundred & Seventy Two Only | 143 | 161.76 | 57200 | 70 | 79.184
53 | Protective and Decorative Acrylic exterior emulsion paint of approved quality, as per manufacturer's specification and as per direction of Engineer-in-Charge to be applied over acrylic primer as required. The rate includes cost of material, labour, scaffolding and all incidental charges but excluding the cost of primer. In Ground floor (Two Coat) a) Normal Acrylic Emulsion Ground floor | BI01010001010000000000000515BI0100001164 | 875 | Sq.M | 75.79 |  |  | Excess(+) | 1 | Full Conversion | INR | [40 empty] | 66316.25 | 66316.25 | INR Sixty Six Thousand Three Hundred & Sixteen and Paise Twenty Five Only | 34 | 38.46 | 29750 | 67 | 75.79
54 | Protective and Decorative Acrylic exterior emulsion paint of approved quality, as per manufacturer's specification and as per direction of Engineer-in-Charge to be applied over acrylic primer as required. The rate includes cost of material, labour, scaffolding and all incidental charges but excluding the cost of primer. (Two Coat) a) Normal Acrylic Emulsion 1st Floor | BI01010001010000000000000515BI0100001165 | 520 | Sq.M | 76.59 |  |  | Excess(+) | 1 | Full Conversion | INR | [40 empty] | 39826.8 | 39826.8 | INR Thirty Nine Thousand Eight Hundred & Twenty Six and Paise Eighty Only | 122 | 138.01 | 63440 | 67.71 | 76.594
55 | Scraping of moss, blisters etc.thoroughly from exterior surface of walls necessitating the use of scraper, wire brush etc.(Payment against this item will be made only when this has been done on the specific direction of the Engineer-in-charge) All floor | BI01010001010000000000000515BI0100001166 | 580 | Sq.M | 7.92 |  |  | Excess(+) | 1 | Full Conversion | INR | [40 empty] | 4593.6 | 4593.6 | INR Four Thousand Five Hundred & Ninety Three and Paise Sixty Only | 122.72 | 138.82 | 71177.6 | 7 | 7.918
56 | White washing including cleaning and smoothening surface thoroughly.(b) Two coats (to be done on specific instruction). | BI01010001010000000000000515BI0100001167 | 1150 | Sq.M | 20.52 |  |  | Excess(+) | 1 | Full Conversion | INR | [40 empty] | 23598 | 23598 | INR Twenty Three Thousand Five Hundred & Ninety Eight Only | 123.44 | 139.64 | 141956 | 18.14 | 20.52
57 | Scraping and removing greasy soot from walls or ceiling of kitchen or similar smoke affected rooms and preparing the surface. All floor | BI01010001010000000000000515BI0100001168 | 60 | Sq.M | 12.44 |  |  | Excess(+) | 1 | Full Conversion | INR | [40 empty] | 746.4 | 746.4 | INR Seven Hundred & Forty Six and Paise Forty Only | 48.5 | 54.86 | 2910 | 11 | 12.443
58 | Labour for taking out door and window frame including shutter for repair or replacement of different parts of the frame & refixing the same including mending good all damages complete. (Concrete and brick work for mending damage will be paid separately) upto 2.5 sqm. | BI01010001010000000000000515BI0100001169 | 25 | SqM | 134.61 |  |  | Excess(+) | 1 | Full Conversion | INR | [40 empty] | 3365.25 | 3365.25 | INR Three Thousand Three Hundred & Sixty Five and Paise Twenty Five Only | 48.5 | 54.86 | 1212.5 | 119 | 134.613
59 | a) M.S.or W.I. Ornamental grill of approved design joints continuously welded with M.S,W.I. Flats and bars of windows, railing etc. fitted and fixed with necessary screws and lugs in ground floor.(i) Grill weighing above 10 Kg./sq. Mtr upto 16kg/sq.mtr. Ground floor | BI01010001010000000000000515BI0100001170 | 1 | Qntl | 11185.31 |  |  | Excess(+) | 1 | Full Conversion | INR | [40 empty] | 11185.31 | 11185.31 | INR Eleven Thousand One Hundred & Eighty Five and Paise Thirty One Only | 48.5 | 54.86 | 48.5 | 9888 | 11185.306
60 | Supplying best Indian sheet glass panes set in putty and fitted and fixed with nails and putty complete. (In all floors for internal wall & upto 6 m height for external wall) (ii) 4 mm thick | BI01010001010000000000000515BI0100001171 | 15 | SqM | 606.32 |  |  | Excess(+) | 1 | Full Conversion | INR | [40 empty] | 9094.8 | 9094.8 | INR Nine Thousand &Ninety Four and Paise Eighty Only | 70 | 79.18 | 1050 | 536 | 606.323
61 | Wood work in door and window frame fitted and fixed in position complete including a protective coat of painting at the contact surface of the frame exluding cost of concrete, Iron Butt Hinges and M.S clamps. (The quantum should be correted upto three decimals). (e) Sal : Malayasian | BI01010001010000000000000515BI0100001172 | 0.742 | Cum. | 94136.2 |  |  | Excess(+) | 1 | Full Conversion | INR | [40 empty] | 69849.06 | 69849.06 | INR Sixty Nine Thousand Eight Hundred & Forty Nine and Paise Six Only | 70 | 79.18 | 51.94 | 83218 | 94136.202
62 | Supplying solid flush type doors of commercial quality, the timber frame consisting of top and bottom rails and side styles of well seasoned timber 65mm wide each and the entire frame fitted with 37.5mm wide battens places both ways in order to make the door of solid core and internal lipping with Garjan or similar wood veneers using phenol formaldehyde as glue etc. complete, including fitting, fixing shutters in position but excluding the cost of hinges and other fittings in ground floor. (a) 35 mm thick shutters (single leaf) | BI01010001010000000000000515BI0100001173 | 21 | SqM | 3007.86 |  |  | Excess(+) | 1 | Full Conversion | INR | [40 empty] | 63165.06 | 63165.06 | INR Sixty Three Thousand One Hundred & Sixty Five and Paise Six Only | 70 | 79.18 | 1470 | 2659 | 3007.861
63 | Supplying fitting and fixing fibre reinforced polymer (FRP) Composite door frame as per approved section with glass fibre reinforced plastic moulded skins and a special sandwich core so as to import monolitaheic composite structure as per approved technology of Departmant of Science (DST) to satisfy IS : 4020 door testing performance . (ii) 66mm x 70mm | BI01010001010000000000000515BI0100001174 | 16 | Rm | 504.52 |  |  | Excess(+) | 1 | Full Conversion | INR | [40 empty] | 8072.32 | 8072.32 | INR Eight Thousand &Seventy Two and Paise Thirty Two Only | 45.1 | 51.02 | 721.6 | 446 | 504.515
64 | Supplying, fitting & fixing fibre reinforced polymer (FRP) Composite door shutters as per approved design with glass fibre reinforced plastic moulded skins and a special sandwich core, so as to impart monolitaheic composite structure as per approved technology of Department of Science and Technology (DST) to satisfy IS:4020 door testing performance criteria.(ii) 25 mm thick | BI01010001010000000000000515BI0100001175 | 35 | SqM | 2919.63 |  |  | Excess(+) | 1 | Full Conversion | INR | [40 empty] | 102187.05 | 102187.05 | INR One Lakh Two Thousand One Hundred & Eighty Seven and Paise Five Only | 45.81 | 51.82 | 1603.35 | 2581 | 2919.627
65 | Anodised aliminium D-type handle of approved quality manufactured from extruded section conforming to I.S. specification (I.S. 230/72) fitted and fixed complete:(a) With continuous plate base (Hexagonal / Round rod) (v) 125 mm grip x 12 mm dia rod. | BI01010001010000000000000515BI0100001176 | 30 | Each | 116.51 |  |  | Excess(+) | 1 | Full Conversion | INR | [40 empty] | 3495.3 | 3495.3 | INR Three Thousand Four Hundred & Ninety Five and Paise Thirty Only | 46.52 | 52.62 | 1395.6 | 103 | 116.514
66 | (v) Two point nose aluminium handle including fitting and fixing. | BI01010001010000000000000515BI0100001177 | 35 | Each | 66.74 |  |  | Excess(+) | 1 | Full Conversion | INR | [40 empty] | 2335.9 | 2335.9 | INR Two Thousand Three Hundred & Thirty Five and Paise Ninety Only | 97 | 109.73 | 3395 | 59 | 66.741
67 | Supplying, fitting and fixing M.S. clamps for door and window frame made of flat bent bar, end bifurcated with necessary screws etc. by cement concrete(1:2:4) as per direction. (Cost of concrete will be paid separately). (a) 40mm X 6mm, 250mm Length | BI01010001010000000000000515BI0100001178 | 102 | Each | 32.81 |  |  | Excess(+) | 1 | Full Conversion | INR | [40 empty] | 3346.62 | 3346.62 | INR Three Thousand Three Hundred & Forty Six and Paise Sixty Two Only | 97.71 | 110.53 | 9966.42 | 29 | 32.805
68 | Iron butt hinges of approved quality fitted and fixed with steel screws, with ISI mark 100mm X 50mm X 1.25mm | BI01010001010000000000000515BI0100001179 | 80 | Each | 48.64 |  |  | Excess(+) | 1 | Full Conversion | INR | [40 empty] | 3891.2 | 3891.2 | INR Three Thousand Eight Hundred & Ninety One and Paise Twenty Only | 98.42 | 111.33 | 7873.6 | 43 | 48.642
69 | i) Iron hasp bolt of approved quality fitted and fixed complete (oxidised) with 16mm dia rod with centre bolt and round fitting.250mm long | BI01010001010000000000000515BI0100001180 | 10 | Each | 179.86 |  |  | Excess(+) | 1 | Full Conversion | INR | [40 empty] | 1798.6 | 1798.6 | INR One Thousand Seven Hundred & Ninety Eight and Paise Sixty Only | 29 | 32.8 | 290 | 159 | 179.861
70 | (ii) Anodised aluminium floor door stopper | BI01010001010000000000000515BI0100001181 | 10 | Each | 79.18 |  |  | Excess(+) | 1 | Full Conversion | INR | [40 empty] | 791.8 | 791.8 | INR Seven Hundred & Ninety One and Paise Eighty Only | 29 | 32.8 | 290 | 70 | 79.184
71 | Anodised aluminium barrel / tower /socket bolt (full covered) of approved manufractured from extructed section conforming to I.S. 204/74 fitted with cadmium plated screws. (iii) 100mm long x 10mm dia. bolt. | BI01010001010000000000000515BI0100001182 | 40 | Each | 59.95 |  |  | Excess(+) | 1 | Full Conversion | INR | [40 empty] | 2398 | 2398 | INR Two Thousand Three Hundred & Ninety Eight Only | 29 | 32.8 | 1160 | 53 | 59.954
72 | Anodised aluminium barrel / tower /socket bolt (full covered) of approved manufractured from extructed section conforming to I.S. 204/74 fitted with cadmium plated screws. (vi) 200mm long x 10mm dia. bolt. | BI01010001010000000000000515BI0100001183 | 30 | Each | 88.23 |  |  | Excess(+) | 1 | Full Conversion | INR | [40 empty] | 2646.9 | 2646.9 | INR Two Thousand Six Hundred & Forty Six and Paise Ninety Only | 38 | 42.99 | 1140 | 78 | 88.234
73 | Collapsible gate with 40mm x 40mm x 6mm Tee as top and bottom guide rail, 20mm x 10mm x 2mm vertical channels 100mm apart in fully stretched position 20mm x 5mm M.S. flats as collapsible bracings properly rivetted and washered including 38mm steel rollers including locking arrangements, fitted and fixed in position with lugs set in cement concrete and including cutting necessary holes, chasing etc. in walls, floors etc. and making good damages complete. In ground floor | BI01010001010000000000000515BI0100001184 | 12.6 | sqm. | 4898.1 |  |  | Excess(+) | 1 | Full Conversion | INR | [40 empty] | 61716.06 | 61716.06 | INR Sixty One Thousand Seven Hundred & Sixteen and Paise Six Only | 38 | 42.99 | 478.8 | 4330 | 4898.096
74 | Taking out old damaged tarfelt from the roof, parapet etc. preparing the roof surfaces by removing all spoils, blisters, moss etc. from the working site and disposal of the same beyond the compound and cleaning the site in all respect as per direction of Engineer-in-Charge. All Floors | BI01010001010000000000000515BI0100001185 | 750 | sq.m. | 13.57 |  |  | Excess(+) | 1 | Full Conversion | INR | [40 empty] | 10177.5 | 10177.5 | INR Ten Thousand One Hundred & Seventy Seven and Paise Fifty Only | 38 | 42.99 | 28500 | 12 | 13.574
75 | (b) Applying 2 coats of Non-Toxic Acrylic Polymer modified Paint having adhesive & waterproofing properties by mixing in proportion (1 liquid: 4 cementitious material) or as per manufacturer's specification for water proofing layer in water tank etc. (No Departmental Cement is required) | BI01010001010000000000000515BI0100001186 | 750 | sq.m. | 291.85 |  |  | Excess(+) | 1 | Full Conversion | INR | [40 empty] | 218887.5 | 218887.5 | INR Two Lakh Eighteen Thousand Eight Hundred & Eighty Seven and Paise Fifty Only | 81 | 91.63 | 60750 | 258 | 291.85
76 | Cement concrete (1:1.5:3) with graded stone chips 5.6 mm size with hexagonal square mesh wire netting, I.R.C. fabric mesh or X.P. M. fitted and fixed after tying the existing reinforcement on concrete without distributing the same and with proper scarping and cleaning the reinforcement and disturbed concrete with wire brush etc. after applying a coat of cement including the cost of wire netting I.R.C or X. P. M. & cost of all handling and scaffolding complete as per direction of Engineer-in -chargec.c) 37.5mm thick | BI01010001010000000000000515BI0100001187 | 65 | sq.m. | 670.8 |  |  | Excess(+) | 1 | Full Conversion | INR | [40 empty] | 43602 | 43602 | INR Forty Three Thousand Six Hundred & Two Only | 81 | 91.63 | 5265 | 593 | 670.802
77 | Cleaning the exposed reinforcement preferably upto full diameter by wire brush, applying two coats of polymer based rust removing compound left for 24 hours, removing the coating and then applying two (2) coats of polymer modified anti corrosive protective coating formulated to inhibit the corrosion of reinforcement as per manufacturer's specification] [Mode of measurement:The affected surface area of reinforcement shall be considered for payment] | BI01010001010000000000000515BI0100001188 | 30 | sq.m. | 884.6 |  |  | Excess(+) | 1 | Full Conversion | INR | [40 empty] | 26538 | 26538 | INR Twenty Six Thousand Five Hundred & Thirty Eight Only | 81 | 91.63 | 2430 | 782 | 884.598
78 | Applying epoxy based reactive joining agent for joining the old concrete with fresh concrete to be applied within manufacturer's specified time as per manufacturers specification. (0.4 Kg / m² of concrete surface). | BI01010001010000000000000515BI0100001189 | 65 | sq.m. | 349.54 |  |  | Excess(+) | 1 | Full Conversion | INR | [40 empty] | 22720.1 | 22720.1 | INR Twenty Two Thousand Seven Hundred & Twenty and Paise Ten Only | 79 | 89.36 | 5135 | 309 | 349.541
79 | Cleaning the concrete surface by removing dirt and debris, marking defective locations and removing loose concrete by careful stripping untill hard surface is exposed, cutting the concrete to regular shape, wire brushing the exposed surface and removing debris from site complete as per direction of the Engineer - in - Charge. | BI01010001010000000000000515BI0100001190 | 65 | Sq. M | 101.81 |  |  | Excess(+) | 1 | Full Conversion | INR | [40 empty] | 6617.65 | 6617.65 | INR Six Thousand Six Hundred & Seventeen and Paise Sixty Five Only | 79 | 89.36 | 5135 | 90 | 101.808
80 | SANITARY & PLUMBING WORKS Supply of UPVC pipes (B Type) and fittings conforming to IS-13592-1992 (A) (i) Single Socketed 3 Mtr. Length (a) 75 mm | BI01010001010000000000000515BI0100001191 | 30 | Mtr. | 221.72 |  |  | Excess(+) | 1 | Full Conversion | INR | [40 empty] | 6651.6 | 6651.6 | INR Six Thousand Six Hundred & Fifty One and Paise Sixty Only | 79 | 89.36 | 2370 | 196 | 221.715
81 | Supply of UPVC pipes (B Type) and fittings conforming to IS-13592-1992 (A) (i) Single Socketed 3 Mtr. Length b) 110 mm | BI01010001010000000000000515BI0100001192 | 60 | Mtr. | 330.31 |  |  | Excess(+) | 1 | Full Conversion | INR | [40 empty] | 19818.6 | 19818.6 | INR Nineteen Thousand Eight Hundred & Eighteen and Paise Sixty Only | 894 | 1011.29 | 53640 | 292 | 330.31
82 | Supply of UPVC pipes (B Type) and fittings conforming to IS-13592-1992 (A) (i) Single Socketed 3 Mtr. Length c) 160 mm | BI01010001010000000000000515BI0100001193 | 25 | Mtr. | 617.64 |  |  | Excess(+) | 1 | Full Conversion | INR | [40 empty] | 15441 | 15441 | INR Fifteen Thousand Four Hundred & Forty One Only | 899 | 1016.95 | 22475 | 546 | 617.635
83 | Supply of UPVC pipes (B Type) and fittings conforming to IS-13592-1992 (B) Fittings (i) Coupler (a) 75 mm | BI01010001010000000000000515BI0100001194 | 9 | Each | 52.04 |  |  | Excess(+) | 1 | Full Conversion | INR | [40 empty] | 468.36 | 468.36 | INR Four Hundred & Sixty Eight and Paise Thirty Six Only | 1091 | 1234.14 | 9819 | 46 | 52.035
84 | Supply of UPVC pipes (B Type) and fittings conforming to IS-13592-1992 (B) Fittings (i) Coupler b) 110 mm | BI01010001010000000000000515BI0100001195 | 9 | Each | 96.15 |  |  | Excess(+) | 1 | Full Conversion | INR | [40 empty] | 865.35 | 865.35 | INR Eight Hundred & Sixty Five and Paise Thirty Five Only | 1096 | 1239.8 | 9864 | 85 | 96.152
85 | Supply of UPVC pipes (B Type) and fittings conforming to IS-13592-1992 (B) Fittings (i) Coupler c) 160 mm | BI01010001010000000000000515BI0100001196 | 9 | Each | 295.24 |  |  | Excess(+) | 1 | Full Conversion | INR | [40 empty] | 2657.16 | 2657.16 | INR Two Thousand Six Hundred & Fifty Seven and Paise Sixteen Only | 1101 | 1245.45 | 9909 | 261 | 295.243
86 | Supply of UPVC pipes (B Type) and fittings conforming to IS-13592-1992 (B) Fittings (ii) Plain Tee (a) 75 mm | BI01010001010000000000000515BI0100001197 | 9 | Each | 52.04 |  |  | Excess(+) | 1 | Full Conversion | INR | [40 empty] | 468.36 | 468.36 | INR Four Hundred & Sixty Eight and Paise Thirty Six Only | 1684 | 1904.94 | 15156 | 46 | 52.035
87 | Supply of UPVC pipes (B Type) and fittings conforming to IS-13592-1992 (B) Fittings (ii) Plain Tee b) 110 mm | BI01010001010000000000000515BI0100001198 | 9 | Each | 96.15 |  |  | Excess(+) | 1 | Full Conversion | INR | [40 empty] | 865.35 | 865.35 | INR Eight Hundred & Sixty Five and Paise Thirty Five Only | 1003 | 1134.59 | 9027 | 85 | 96.152
88 | Supply of UPVC pipes (B Type) and fittings conforming to IS-13592-1992 (B) Fittings (ii) Plain Tee c) 160 mm | BI01010001010000000000000515BI0100001199 | 9 | Each | 296.37 |  |  | Excess(+) | 1 | Full Conversion | INR | [40 empty] | 2667.33 | 2667.33 | INR Two Thousand Six Hundred & Sixty Seven and Paise Thirty Three Only | 1015 | 1148.17 | 9135 | 262 | 296.374
89 | Supply of UPVC pipes (B Type) and fittings conforming to IS-13592-1992 (B) Fittings (iii) Door Tee (a) 75 mm | BI01010001010000000000000515BI0100001200 | 9 | Each | 114.25 |  |  | Excess(+) | 1 | Full Conversion | INR | [40 empty] | 1028.25 | 1028.25 | INR One Thousand &Twenty Eight and Paise Twenty Five Only | 1142 | 1291.83 | 10278 | 101 | 114.251
90 | Supply of UPVC pipes (B Type) and fittings conforming to IS-13592-1992 (B) Fittings (iii) Door Tee b) 110 mm | BI01010001010000000000000515BI0100001201 | 9 | Each | 220.58 |  |  | Excess(+) | 1 | Full Conversion | INR | [40 empty] | 1985.22 | 1985.22 | INR One Thousand Nine Hundred & Eighty Five and Paise Twenty Two Only | 1154 | 1305.4 | 10386 | 195 | 220.584
91 | Supply of UPVC pipes (B Type) and fittings conforming to IS-13592-1992 (B) Fittings (iii) Door Tee c) 160 mm | BI01010001010000000000000515BI0100001202 | 9 | Each | 581.44 |  |  | Excess(+) | 1 | Full Conversion | INR | [40 empty] | 5232.96 | 5232.96 | INR Five Thousand Two Hundred & Thirty Two and Paise Ninety Six Only | 1166 | 1318.98 | 10494 | 514 | 581.437
92 | Supply of UPVC pipes (B Type) and fittings conforming to IS-13592-1992 (B) Fittings iv) Door Tee(LH) & (RH) (a) 75 mm | BI01010001010000000000000515BI0100001203 | 9 | Each | 201.35 | 48070 |  | Excess(+) | 1 | Full Conversion | INR | [40 empty] | 1812.15 | 1812.15 | INR One Thousand Eight Hundred & Twelve and Paise Fifteen Only | 209 | 236.42 | 1881 | 178 | 201.354
93 | Supply of UPVC pipes (B Type) and fittings conforming to IS-13592-1992 (B) Fittings iv) Door Tee(LH) & (RH) b) 110 mm | BI01010001010000000000000515BI0100001204 | 9 | Each | 352.93 | 10288 |  | Excess(+) | 1 | Full Conversion | INR | [40 empty] | 3176.37 | 3176.37 | INR Three Thousand One Hundred & Seventy Six and Paise Thirty Seven Only | 643 | 727.36 | 5787 | 312 | 352.934
94 | Supply of UPVC pipes (B Type) and fittings conforming to IS-13592-1992 (B) Fittings v) Plain Y (a) 75 mm | BI01010001010000000000000515BI0100001205 | 9 | Each | 115.38 |  |  | Excess(+) | 1 | Full Conversion | INR | [40 empty] | 1038.42 | 1038.42 | INR One Thousand &Thirty Eight and Paise Forty Two Only | 536 | 606.32 | 4824 | 102 | 115.382
95 | Supply of UPVC pipes (B Type) and fittings conforming to IS-13592-1992 (B) Fittings v) Plain Y b) 110 mm | BI01010001010000000000000515BI0100001206 | 9 | Each | 233.03 |  |  | Excess(+) | 1 | Full Conversion | INR | [40 empty] | 2097.27 | 2097.27 | INR Two Thousand &Ninety Seven and Paise Twenty Seven Only | 536 | 606.32 | 4824 | 206 | 233.027
96 | Supply of UPVC pipes (B Type) and fittings conforming to IS-13592-1992 (B) Fittings v) Plain Y c) 160 mm | BI01010001010000000000000515BI0100001207 | 9 | Each | 659.49 |  |  | Excess(+) | 1 | Full Conversion | INR | [40 empty] | 5935.41 | 5935.41 | INR Five Thousand Nine Hundred & Thirty Five and Paise Forty One Only | 536 | 606.32 | 4824 | 583 | 659.49
97 | Supply of UPVC pipes (B Type) and fittings conforming to IS-13592-1992 (B) Fittings x) Bend 87.5º (a) 75 mm | BI01010001010000000000000515BI0100001208 | 9 | Each | 69 |  |  | Excess(+) | 1 | Full Conversion | INR | [40 empty] | 621 | 621 | INR Six Hundred & Twenty One Only | 218 | 246.6 | 1962 | 61 | 69.003
98 | Supply of UPVC pipes (B Type) and fittings conforming to IS-13592-1992 (B) Fittings x) Bend 87.5º b) 110 mm | BI01010001010000000000000515BI0100001209 | 9 | Each | 135.74 |  |  | Excess(+) | 1 | Full Conversion | INR | [40 empty] | 1221.66 | 1221.66 | INR One Thousand Two Hundred & Twenty One and Paise Sixty Six Only | 195 | 220.58 | 1755 | 120 | 135.744
99 | Supply of UPVC pipes (B Type) and fittings conforming to IS-13592-1992 (B) Fittings x) Bend 87.5º c) 160 mm | BI01010001010000000000000515BI0100001210 | 9 | Each | 382.35 |  |  | Excess(+) | 1 | Full Conversion | INR | [40 empty] | 3441.15 | 3441.15 | INR Three Thousand Four Hundred & Forty One and Paise Fifteen Only | 311 | 351.8 | 2799 | 338 | 382.346
100 | Supply of UPVC pipes (B Type) and fittings conforming to IS-13592-1992 (B) Fittings xi) Door Bend (T.S.) (a) 75 mm | BI01010001010000000000000515BI0100001211 | 9 | Each | 93.89 |  |  | Excess(+) | 1 | Full Conversion | INR | [40 empty] | 845.01 | 845.01 | INR Eight Hundred & Forty Five and Paise One Only | 117 | 132.35 | 1053 | 83 | 93.89
101 | Supply of UPVC pipes (B Type) and fittings conforming to IS-13592-1992 (B) Fittings xi) Door Bend (T.S.) b) 110 mm | BI01010001010000000000000515BI0100001212 | 9 | Each | 166.29 |  |  | Excess(+) | 1 | Full Conversion | INR | [40 empty] | 1496.61 | 1496.61 | INR One Thousand Four Hundred & Ninety Six and Paise Sixty One Only | 119 | 134.61 | 1071 | 147 | 166.286
102 | Supply of UPVC pipes (B Type) and fittings conforming to IS-13592-1992 (B) Fittings xi) Door Bend (T.S.) c) 160 mm | BI01010001010000000000000515BI0100001213 | 9 | Each | 417.41 |  |  | Excess(+) | 1 | Full Conversion | INR | [40 empty] | 3756.69 | 3756.69 | INR Three Thousand Seven Hundred & Fifty Six and Paise Sixty Nine Only | 148 | 167.42 | 1332 | 369 | 417.413
103 | Supply of UPVC pipes (B Type) and fittings conforming to IS-13592-1992 (B) Fittings xiv) Cross Tee with Door (a) 75 mm | BI01010001010000000000000515BI0100001214 | 9 | Each | 244.34 |  |  | Excess(+) | 1 | Full Conversion | INR | [40 empty] | 2199.06 | 2199.06 | INR Two Thousand One Hundred & Ninety Nine and Paise Six Only | 696 | 787.32 | 6264 | 216 | 244.339
104 | Supply of UPVC pipes (B Type) and fittings conforming to IS-13592-1992 (B) Fittings xiv) Cross Tee with Door b) 110 mm | BI01010001010000000000000515BI0100001215 | 9 | Each | 270.36 |  |  | Excess(+) | 1 | Full Conversion | INR | [40 empty] | 2433.24 | 2433.24 | INR Two Thousand Four Hundred & Thirty Three and Paise Twenty Four Only | 941 | 1064.46 | 8469 | 239 | 270.357
105 | Supply of UPVC pipes (B Type) and fittings conforming to IS-13592-1992 (B) Fittings xv) Vent Cowl (a) 75 mm | BI01010001010000000000000515BI0100001216 | 9 | Each | 28.28 |  |  | Excess(+) | 1 | Full Conversion | INR | [40 empty] | 254.52 | 254.52 | INR Two Hundred & Fifty Four and Paise Fifty Two Only | 14 | 15.84 | 126 | 25 | 28.28
106 | Supply of UPVC pipes (B Type) and fittings conforming to IS-13592-1992 (B) Fittings xv) Vent Cowl b) 110 mm | BI01010001010000000000000515BI0100001217 | 9 | Each | 37.33 |  |  | Excess(+) | 1 | Full Conversion | INR | [40 empty] | 335.97 | 335.97 | INR Three Hundred & Thirty Five and Paise Ninety Seven Only | 46 | 52.04 | 414 | 33 | 37.33
107 | Supply of UPVC pipes (B Type) and fittings conforming to IS-13592-1992 (B) Fittings xv) Vent Cowl c) 160 mm | BI01010001010000000000000515BI0100001218 | 9 | Each | 64.48 |  |  | Excess(+) | 1 | Full Conversion | INR | [40 empty] | 580.32 | 580.32 | INR Five Hundred & Eighty and Paise Thirty Two Only | 13 | 14.71 | 117 | 57 | 64.478
108 | Supply of UPVC pipes (B Type) and fittings conforming to IS-13592-1992 (B) Fittings xvi) Pipe Clip (a) 75 mm | BI01010001010000000000000515BI0100001219 | 9 | Each | 18.1 |  |  | Excess(+) | 1 | Full Conversion | INR | [40 empty] | 162.9 | 162.9 | INR One Hundred & Sixty Two and Paise Ninety Only | 468 | 529.4 | 4212 | 16 | 18.099
109 | Supply of UPVC pipes (B Type) and fittings conforming to IS-13592-1992 (B) Fittings xvi) Pipe Clip b) 110 mm | BI01010001010000000000000515BI0100001220 | 9 | Each | 23.76 |  |  | Excess(+) | 1 | Full Conversion | INR | [40 empty] | 213.84 | 213.84 | INR Two Hundred & Thirteen and Paise Eighty Four Only | 1508 | 1705.85 | 13572 | 21 | 23.755
110 | Supply of UPVC pipes (B Type) and fittings conforming to IS-13592-1992 (B) Fittings xvi) Pipe Clip c) 160 mm | BI01010001010000000000000515BI0100001221 | 9 | Each | 48.64 |  |  | Excess(+) | 1 | Full Conversion | INR | [40 empty] | 437.76 | 437.76 | INR Four Hundred & Thirty Seven and Paise Seventy Six Only | 1526.09 | 1726.31 | 13734.81 | 43 | 48.642
111 | Supply of UPVC pipes (B Type) and fittings conforming to IS-13592-1992 (B) Fittings xxxi) Plain Floor Trap with Top tile & Strainer 75 mm | BI01010001010000000000000515BI0100001222 | 6 | Each | 162.89 |  |  | Excess(+) | 1 | Full Conversion | INR | [40 empty] | 977.34 | 977.34 | INR Nine Hundred & Seventy Seven and Paise Thirty Four Only | 2199 | 2487.51 | 13194 | 144 | 162.893
112 | Supply of UPVC pipes (B Type) and fittings conforming to IS-13592-1992 (B) Fittings xxiii) 110/110 S Trap 75 mm | BI01010001010000000000000515BI0100001223 | 6 | Each | 490.94 |  |  | Excess(+) | 1 | Full Conversion | INR | [40 empty] | 2945.64 | 2945.64 | INR Two Thousand Nine Hundred & Forty Five and Paise Sixty Four Only | 2225.39 | 2517.36 | 13352.34 | 434 | 490.941
113 | Supply of UPVC pipes (B Type) and fittings conforming to IS-13592-1992 (B) Fittings xxvi) Reducer 110 X 75 mm 75 mm | BI01010001010000000000000515BI0100001224 | 6 | Each | 90.5 |  |  | Excess(+) | 1 | Full Conversion | INR | [40 empty] | 543 | 543 | INR Five Hundred & Forty Three Only | 2252.09 | 2547.56 | 13512.54 | 80 | 90.496
114 | Supply of UPVC pipes (B Type) and fittings conforming to IS-13592-1992 (B) Fittings xxvii) Reducing Tee (110 X 75 mm) 75 mm | BI01010001010000000000000515BI0100001225 | 6 | Each | 160.63 |  |  | Excess(+) | 1 | Full Conversion | INR | [40 empty] | 963.78 | 963.78 | INR Nine Hundred & Sixty Three and Paise Seventy Eight Only | 138 | 156.11 | 828 | 142 | 160.63
115 | Supply of UPVC pipes (B Type) and fittings conforming to IS-13592-1992 (B) Fittings xviii) W.C. Connector (450 mm long) W / lipring 75 mm | BI01010001010000000000000515BI0100001226 | 6 | Each | 313.34 |  |  | Excess(+) | 1 | Full Conversion | INR | [40 empty] | 1880.04 | 1880.04 | INR One Thousand Eight Hundred & Eighty and Paise Four Only | 479 | 541.84 | 2874 | 277 | 313.342
116 | Supply of UPVC pipes (B Type) and fittings conforming to IS-13592-1992 (B) Fittings xxi) 110 X 110 P Trap 75 mm | BI01010001010000000000000515BI0100001227 | 6 | Each | 317.87 |  |  | Excess(+) | 1 | Full Conversion | INR | [40 empty] | 1907.22 | 1907.22 | INR One Thousand Nine Hundred & Seven and Paise Twenty Two Only | 484.75 | 548.35 | 2908.5 | 281 | 317.867
117 | Supply of UPVC pipes (B Type) and fittings conforming to IS-13592-1992 (B) Fittings xIv) Round Jali 75 mm | BI01010001010000000000000515BI0100001228 | 12 | Each | 27.15 |  |  | Excess(+) | 1 | Full Conversion | INR | [40 empty] | 325.8 | 325.8 | INR Three Hundred & Twenty Five and Paise Eighty Only | 490.56 | 554.92 | 5886.72 | 24 | 27.149
118 | Supply of UPVC pipes (B Type) and fittings conforming to IS-13592-1992 (B) Fittings xIvi) Door Cap (a) 75 mm | BI01010001010000000000000515BI0100001229 | 12 | Each | 41.85 |  |  | Excess(+) | 1 | Full Conversion | INR | [40 empty] | 502.2 | 502.2 | INR Five Hundred & Two and Paise Twenty Only | 29 | 32.8 | 348 | 37 | 41.854
119 | Supply of UPVC pipes (B Type) and fittings conforming to IS-13592-1992 (B) Fittings xIvi) Door Cap b) 110 mm | BI01010001010000000000000515BI0100001230 | 12 | Each | 57.69 |  |  | Excess(+) | 1 | Full Conversion | INR | [40 empty] | 692.28 | 692.28 | INR Six Hundred & Ninety Two and Paise Twenty Eight Only | 43 | 48.64 | 516 | 51 | 57.691
120 | Labour for fitting and fixing U.P.V.C. pipes for above ground work including cost of jointing materials etc. fitting and fixing all necessary specials, cutting pipes, cutting holes in walls or R.C. floor where necessary and mending good all damages excluding the cost of masonry or concrete work, if necessary, but including the cost and fitting and fixing holder bat clamps (any floor) or for underground work including cutting trenches upto 1.5 metre and refilling the same complete as per direction of the Engineerin- charge. (Payment will be made on centre line measurement of the total pipeline including specials. (A) Above ground (i) 75 mm | BI01010001010000000000000515BI0100001231 | 20 | Rm | 50.9 |  |  | Excess(+) | 1 | Full Conversion | INR | [40 empty] | 1018 | 1018 | INR One Thousand &Eighteen Only | 159 | 179.86 | 3180 | 45 | 50.904
121 | Labour for fitting and fixing U.P.V.C. pipes for above ground work including cost of jointing materials etc. fitting and fixing all necessary specials, cutting pipes, cutting holes in walls or R.C. floor where necessary and mending good all damages excluding the cost of masonry or concrete work, if necessary, but including the cost and fitting and fixing holder bat clamps (any floor) or for underground work including cutting trenches upto 1.5 metre and refilling the same complete as per direction of the Engineerin- charge. (Payment will be made on centre line measurement of the total pipeline including specials. (A) Above ground ii) 110 mm | BI01010001010000000000000515BI0100001232 | 45 | Rm | 64.48 |  |  | Excess(+) | 1 | Full Conversion | INR | [40 empty] | 2901.6 | 2901.6 | INR Two Thousand Nine Hundred & One and Paise Sixty Only | 70 | 79.18 | 3150 | 57 | 64.478
122 | Labour for fitting and fixing U.P.V.C. pipes for above ground work including cost of jointing materials etc. fitting and fixing all necessary specials, cutting pipes, cutting holes in walls or R.C. floor where necessary and mending good all damages excluding the cost of masonry or concrete work, if necessary, but including the cost and fitting and fixing holder bat clamps (any floor) or for underground work including cutting trenches upto 1.5 metre and refilling the same complete as per direction of the Engineerin- charge. (Payment will be made on centre line measurement of the total pipeline including specials. (A) Above ground iii) 160 mm | BI01010001010000000000000515BI0100001233 | 9 | Rm | 74.66 |  |  | Excess(+) | 1 | Full Conversion | INR | [40 empty] | 671.94 | 671.94 | INR Six Hundred & Seventy One and Paise Ninety Four Only | 99 | 111.99 | 891 | 66 | 74.659
123 | Labour for fitting and fixing U.P.V.C. pipes for above ground work including cost of jointing materials etc. fitting and fixing all necessary specials, cutting pipes, cutting holes in walls or R.C. floor where necessary and mending good all damages excluding the cost of masonry or concrete work, if necessary, but including the cost and fitting and fixing holder bat clamps (any floor) or for underground work including cutting trenches upto 1.5 metre and refilling the same complete as per direction of the Engineerin- charge. (Payment will be made on centre line measurement of the total pipeline including specials. (B) Under ground (i) 75 mm | BI01010001010000000000000515BI0100001234 | 6 | Rm | 82.58 |  |  | Excess(+) | 1 | Full Conversion | INR | [40 empty] | 495.48 | 495.48 | INR Four Hundred & Ninety Five and Paise Forty Eight Only | 78 | 88.23 | 468 | 73 | 82.578
124 | Labour for fitting and fixing U.P.V.C. pipes for above ground work including cost of jointing materials etc. fitting and fixing all necessary specials, cutting pipes, cutting holes in walls or R.C. floor where necessary and mending good all damages excluding the cost of masonry or concrete work, if necessary, but including the cost and fitting and fixing holder bat clamps (any floor) or for underground work including cutting trenches upto 1.5 metre and refilling the same complete as per direction of the Engineerin- charge. (Payment will be made on centre line measurement of the total pipeline including specials. (B) Under ground ii) 110 mm | BI01010001010000000000000515BI0100001235 | 15 | Rm | 95.02 |  |  | Excess(+) | 1 | Full Conversion | INR | [40 empty] | 1425.3 | 1425.3 | INR One Thousand Four Hundred & Twenty Five and Paise Thirty Only | 1954 | 2210.36 | 29310 | 84 | 95.021
125 | Labour for fitting and fixing U.P.V.C. pipes for above ground work including cost of jointing materials etc. fitting and fixing all necessary specials, cutting pipes, cutting holes in walls or R.C. floor where necessary and mending good all damages excluding the cost of masonry or concrete work, if necessary, but including the cost and fitting and fixing holder bat clamps (any floor) or for underground work including cutting trenches upto 1.5 metre and refilling the same complete as per direction of the Engineerin- charge. (Payment will be made on centre line measurement of the total pipeline including specials. (B) Under ground iii) 160 mm | BI01010001010000000000000515BI0100001236 | 25 | Rm | 105.2 |  |  | Excess(+) | 1 | Full Conversion | INR | [40 empty] | 2630 | 2630 | INR Two Thousand Six Hundred & Thirty Only | 1665 | 1883.45 | 41625 | 93 | 105.202
126 | Dismantling H.C.I. pipe with fittings including melting lead caulked joints. i) 50 mm | BI01010001010000000000000515BI0100001237 | 20 | Rm | 56.56 |  |  | Excess(+) | 1 | Full Conversion | INR | [40 empty] | 1131.2 | 1131.2 | INR One Thousand One Hundred & Thirty One and Paise Twenty Only | 103 | 116.51 | 2060 | 50 | 56.56
127 | Dismantling H.C.I. pipe with fittings including melting lead caulked joints. (ii) 75 mm | BI01010001010000000000000515BI0100001238 | 20 | Rm | 64.48 |  |  | Excess(+) | 1 | Full Conversion | INR | [40 empty] | 1289.6 | 1289.6 | INR One Thousand Two Hundred & Eighty Nine and Paise Sixty Only | 18 | 20.36 | 360 | 57 | 64.478
128 | Dismantling H.C.I. pipe with fittings including melting lead caulked joints. (iii) 100 mm | BI01010001010000000000000515BI0100001239 | 14 | Rm | 72.4 |  |  | Excess(+) | 1 | Full Conversion | INR | [40 empty] | 1013.6 | 1013.6 | INR One Thousand &Thirteen and Paise Sixty Only | 257 | 290.72 | 3598 | 64 | 72.397
129 | Renewing lead caulked joints for H.C.I. pipe with new gaskets. (i) 150 mm (2.07 kg of lead) | BI01010001010000000000000515BI0100001240 | 20 | Each | 461.53 |  |  | Excess(+) | 1 | Full Conversion | INR | [40 empty] | 9230.6 | 9230.6 | INR Nine Thousand Two Hundred & Thirty and Paise Sixty Only | 4793 | 5421.84 | 95860 | 408 | 461.53
130 | Renewing lead caulked joints for H.C.I. pipe with new gaskets. (ii) 100 mm (1.25 kg of lead) | BI01010001010000000000000515BI0100001241 | 16 | Each | 295.24 |  |  | Excess(+) | 1 | Full Conversion | INR | [40 empty] | 4723.84 | 4723.84 | INR Four Thousand Seven Hundred & Twenty Three and Paise Eighty Four Only | 9888 | 11185.31 | 158208 | 261 | 295.243
131 | Renewing lead caulked joints for H.C.I. pipe with new gaskets. (iii) 75 mm (0.87 kg of lead) | BI01010001010000000000000515BI0100001242 | 12 | Each | 205.88 |  |  | Excess(+) | 1 | Full Conversion | INR | [40 empty] | 2470.56 | 2470.56 | INR Two Thousand Four Hundred & Seventy and Paise Fifty Six Only | 9986.88 | 11297.16 | 119842.56 | 182 | 205.878
132 | Renewing lead caulked joints for H.C.I. pipe with new gaskets. (iv) 50 mm (0.56 kg of lead) | BI01010001010000000000000515BI0100001243 | 12 | Each | 143.66 |  |  | Excess(+) | 1 | Full Conversion | INR | [40 empty] | 1723.92 | 1723.92 | INR One Thousand Seven Hundred & Twenty Three and Paise Ninety Two Only | 10086.75 | 11410.13 | 121041 | 127 | 143.662
133 | Renewing cast iron inspection door with bolts and nuts complete for fittings of 50 mm dia. to 150 mm dia. H.C.I. pipe. | BI01010001010000000000000515BI0100001244 | 10 | Each | 97.28 |  |  | Excess(+) | 1 | Full Conversion | INR | [40 empty] | 972.8 | 972.8 | INR Nine Hundred & Seventy Two and Paise Eighty Only | 4330 | 4898.1 | 43300 | 86 | 97.283
134 | Supplying, fitting and fixing PVC pipes of approved makeof (medium duty) conforming to ASTMD - 1785 and threaded to match with GI Pipes as per IS : 1239 (Part - I). with all necessary accessories, specials viz. socket, bend, tee, union, cross, elbo, nipple, longscrew, reducing socket, reducing tee, short piece etc. fitted with holder bats clamps, including cutting pipes, making threads,fitting, fixing etc. complete in all respect including cost of all necessary fittings as required,jointing materials and two coats of painting with approved paint in any position above ground. (Payment will be made on the centre line measurements of total pipe line including all specials. No separate payment will be made for accesories, specials. Payment for painting will be made seperately) Supreem made (a) For Exposed Work -- PVC Pipes (Dia) 40mm | BI01010001010000000000000515BI0100001245 | 32 | Mtr. | 330.31 |  |  | Excess(+) | 1 | Full Conversion | INR | [40 empty] | 10569.92 | 10569.92 | INR Ten Thousand Five Hundred & Sixty Nine and Paise Ninety Two Only | 1304 | 1475.08 | 41728 | 292 | 330.31
135 | Supplying, fitting and fixing PVC pipes of approved makeof (medium duty) conforming to ASTMD - 1785 and threaded to match with GI Pipes as per IS : 1239 (Part - I). with all necessary accessories, specials viz. socket, bend, tee, union, cross, elbo, nipple, longscrew, reducing socket, reducing tee, short piece etc. fitted with holder bats clamps, including cutting pipes, making threads,fitting, fixing etc. complete in all respect including cost of all necessary fittings as required,jointing materials and two coats of painting with approved paint in any position above ground. (Payment will be made on the centre line measurements of total pipe line including all specials. No separate payment will be made for accesories, specials. Payment for painting will be made seperately) Supreem made (a) For Exposed Work -- PVC Pipes (Dia) 32mm | BI01010001010000000000000515BI0100001246 | 18 | Mtr. | 266.96 |  |  | Excess(+) | 1 | Full Conversion | INR | [40 empty] | 4805.28 | 4805.28 | INR Four Thousand Eight Hundred & Five and Paise Twenty Eight Only | 10090 | 11413.81 | 181620 | 236 | 266.963
136 | Supplying, fitting and fixing PVC pipes of approved makeof (medium duty) conforming to ASTMD - 1785 and threaded to match with GI Pipes as per IS : 1239 (Part - I). with all necessary accessories, specials viz. socket, bend, tee, union, cross, elbo, nipple, longscrew, reducing socket, reducing tee, short piece etc. fitted with holder bats clamps, including cutting pipes, making threads,fitting, fixing etc. complete in all respect including cost of all necessary fittings as required,jointing materials and two coats of painting with approved paint in any position above ground. (Payment will be made on the centre line measurements of total pipe line including all specials. No separate payment will be made for accesories, specials. Payment for painting will be made seperately) Supreem made (a) For Exposed Work -- PVC Pipes (Dia) 25mm | BI01010001010000000000000515BI0100001247 | 36 | Mtr. | 200.22 |  |  | Excess(+) | 1 | Full Conversion | INR | [40 empty] | 7207.92 | 7207.92 | INR Seven Thousand Two Hundred & Seven and Paise Ninety Two Only | 409 | 462.66 | 14724 | 177 | 200.222
137 | Supplying, fitting and fixing PVC pipes of approved makeof (medium duty) conforming to ASTMD - 1785 and threaded to match with GI Pipes as per IS : 1239 (Part - I). with all necessary accessories, specials viz. socket, bend, tee, union, cross, elbo, nipple, longscrew, reducing socket, reducing tee, short piece etc. fitted with holder bats clamps, including cutting pipes, making threads,fitting, fixing etc. complete in all respect including cost of all necessary fittings as required,jointing materials and two coats of painting with approved paint in any position above ground. (Payment will be made on the centre line measurements of total pipe line including all specials. No separate payment will be made for accesories, specials. Payment for painting will be made seperately) Supreem made (a) For Exposed Work -- PVC Pipes (Dia) 20mm | BI01010001010000000000000515BI0100001248 | 50 | Mtr. | 145.93 |  |  | Excess(+) | 1 | Full Conversion | INR | [40 empty] | 7296.5 | 7296.5 | INR Seven Thousand Two Hundred & Ninety Six and Paise Fifty Only | 9077 | 10267.9 | 453850 | 129 | 145.925
138 | Supplying, fitting and fixing PVC pipes of approved makeof (medium duty) conforming to ASTMD - 1785 and threaded to match with GI Pipes as per IS : 1239 (Part - I). with all necessary accessories, specials viz. socket, bend, tee, union, cross, elbo, nipple, longscrew, reducing socket, reducing tee, short piece etc. fitted with holder bats clamps, including cutting pipes, making threads,fitting, fixing etc. complete in all respect including cost of all necessary fittings as required,jointing materials and two coats of painting with approved paint in any position above ground. (Payment will be made on the centre line measurements of total pipe line including all specials. No separate payment will be made for accesories, specials. Payment for painting will be made seperately) Supreem made (a) For Exposed Work -- PVC Pipes (Dia) 15mm | BI01010001010000000000000515BI0100001249 | 22 | Mtr. | 114.25 |  |  | Excess(+) | 1 | Full Conversion | INR | [40 empty] | 2513.5 | 2513.5 | INR Two Thousand Five Hundred & Thirteen and Paise Fifty Only | 408 | 461.53 | 8976 | 101 | 114.251
139 | Removing chokage of H.C.I. or S.W. pipe with split bamboo. (a) Underground | BI01010001010000000000000515BI0100001250 | 60 | Mtr. | 12.44 |  |  | Excess(+) | 1 | Full Conversion | INR | [40 empty] | 746.4 | 746.4 | INR Seven Hundred & Forty Six and Paise Forty Only | 292 | 330.31 | 17520 | 11 | 12.443
140 | Removing chokage of H.C.I. or S.W. pipe with split bamboo. (b) Over ground | BI01010001010000000000000515BI0100001251 | 150 | Mtr. | 10.18 |  |  | Excess(+) | 1 | Full Conversion | INR | [40 empty] | 1527 | 1527 | INR One Thousand Five Hundred & Twenty Seven Only | 236 | 266.96 | 35400 | 9 | 10.181
141 | Supplying, fitting and fixing Peet's valve fullway gunmetal standard pattern best quality of approved brand bearing I.S.I. marking with fittings (tested to 21 kg per sq. cm.). 40mm | BI01010001010000000000000515BI0100001252 | 4 | Each | 1861.96 |  |  | Excess(+) | 1 | Full Conversion | INR | [40 empty] | 7447.84 | 7447.84 | INR Seven Thousand Four Hundred & Forty Seven and Paise Eighty Four Only | 177 | 200.22 | 708 | 1646 | 1861.955
142 | Supplying, fitting and fixing Peet's valve fullway gunmetal standard pattern best quality of approved brand bearing I.S.I. marking with fittings (tested to 21 kg per sq. cm.). 32mm | BI01010001010000000000000515BI0100001253 | 4 | Each | 1423.05 |  |  | Excess(+) | 1 | Full Conversion | INR | [40 empty] | 5692.2 | 5692.2 | INR Five Thousand Six Hundred & Ninety Two and Paise Twenty Only | 137 | 154.97 | 548 | 1258 | 1423.05
143 | Supplying, fitting and fixing Peet's valve fullway gunmetal standard pattern best quality of approved brand bearing I.S.I. marking with fittings (tested to 21 kg per sq. cm.). 25mm | BI01010001010000000000000515BI0100001254 | 4 | Each | 1031.65 |  |  | Excess(+) | 1 | Full Conversion | INR | [40 empty] | 4126.6 | 4126.6 | INR Four Thousand One Hundred & Twenty Six and Paise Sixty Only | 158 | 178.73 | 632 | 912 | 1031.654
144 | Supplying, fitting and fixing Peet's valve fullway gunmetal standard pattern best quality of approved brand bearing I.S.I. marking with fittings (tested to 21 kg per sq. cm.). 20mm | BI01010001010000000000000515BI0100001255 | 2 | Each | 743.2 |  |  | Excess(+) | 1 | Full Conversion | INR | [40 empty] | 1486.4 | 1486.4 | INR One Thousand Four Hundred & Eighty Six and Paise Forty Only | 2362 | 2671.89 | 4724 | 657 | 743.198
145 | Supplying, fitting and fixing white vitreous china best quality approved make wash basin with C.I. brackets on 75 mm X 75 mm wooden blocks, C.P. waste fittings of 32 mm dia., one approved quality brass C.P. pillar cock of 15 mm dia., C.P. chain with rubber plug of 30 mm dia., approved quality P.V.C. waste pipe with C.P. nut 32 mm dia., 900 mm long approved quality P.V.C. connection pipe with heavy brass C.P. nut including mending good all damages and painting the brackets with two coats of approved paint. 550 mm X 400 mm size | BI01010001010000000000000515BI0100001256 | 6 | Each | 2497.69 |  |  | Excess(+) | 1 | Full Conversion | INR | [40 empty] | 14986.14 | 14986.14 | INR Fourteen Thousand Nine Hundred & Eighty Six and Paise Fourteen Only | 1646 | 1861.96 | 9876 | 2208 | 2497.69
146 | Dismantling wash basin with brackets with or without waste fittings. | BI01010001010000000000000515BI0100001257 | 6 | Each | 39.59 |  |  | Excess(+) | 1 | Full Conversion | INR | [40 empty] | 237.54 | 237.54 | INR Two Hundred & Thirty Seven and Paise Fifty Four Only | 1258 | 1423.05 | 7548 | 35 | 39.592
147 | Supplying, fitting and fixing Anglo-Indian W.C. in white glazed vitreous china ware of approved make complete in position with necessary bolts, nuts etc. With 'P' trap (without vent) | BI01010001010000000000000515BI0100001258 | 6 | Each | 3482.97 |  |  | Excess(+) | 1 | Full Conversion | INR | [40 empty] | 20897.82 | 20897.82 |  | 912 | 1031.65 | 5472 | 3079 | 3482.965
148 | Dismantling E.P. or Anglo-Indian W.C. | BI01010001010000000000000515BI0100001259 | 2 | each | 50.9 |  |  | Excess(+) | 1 | Full Conversion | INR | [40 empty] | 101.8 | 101.8 | INR One Hundred & One and Paise Eighty Only | 2869 | 3245.41 | 5738 | 45 | 50.904
149 | Dismantling Orissa pattern W.C. including taking out of base concrete, if necessary, complete. | BI01010001010000000000000515BI0100001260 | 4 | each | 50.9 |  |  | Excess(+) | 1 | Full Conversion | INR | [40 empty] | 203.6 | 203.6 | INR Two Hundred & Three and Paise Sixty Only | 1132 | 1280.52 | 4528 | 45 | 50.904
150 | Cleaning E.P. or Anglo-Indian W.C. with acid. | BI01010001010000000000000515BI0100001261 | 10 | each | 30.54 |  |  | Excess(+) | 1 | Full Conversion | INR | [40 empty] | 305.4 | 305.4 | INR Three Hundred & Five and Paise Forty Only | 155 | 175.34 | 1550 | 27 | 30.542
151 | Cleaning urinal with channel with acid. | BI01010001010000000000000515BI0100001262 | 5 | each set | 22.62 |  |  | Excess(+) | 1 | Full Conversion | INR | [40 empty] | 113.1 | 113.1 | INR One Hundred & Thirteen and Paise Ten Only | 1248 | 1411.74 | 6240 | 20 | 22.624
152 | Removing chokage of water closet. | BI01010001010000000000000515BI0100001263 | 20 | each | 29.41 |  |  | Excess(+) | 1 | Full Conversion | INR | [40 empty] | 588.2 | 588.2 | INR Five Hundred & Eighty Eight and Paise Twenty Only | 3104 | 3511.24 | 62080 | 26 | 29.411
153 | Removing chokage of urinal and waste trap. | BI01010001010000000000000515BI0100001264 | 10 | each | 29.41 |  |  | Excess(+) | 1 | Full Conversion | INR | [40 empty] | 294.1 | 294.1 | INR Two Hundred & Ninety Four and Paise Ten Only | 1613 | 1824.63 | 16130 | 26 | 29.411
154 | Supplying,fitting and fixing 32 mm dia. Flush Pipe of approved make with necessary fixing materials and clamps complete. Polythene Flush Pipe | BI01010001010000000000000515BI0100001265 | 6 | Each | 175.34 |  |  | Excess(+) | 1 | Full Conversion | INR | [40 empty] | 1052.04 | 1052.04 | INR One Thousand &Fifty Two and Paise Four Only | 485 | 548.63 | 2910 | 155 | 175.336
155 | Supplying,fitting and fixing approved brand P.V.C. CONNECTOR white flexible, with both ends coupling with heavy brass C.P. nut, 15 mm dia. 900 mm long | BI01010001010000000000000515BI0100001266 | 12 | Each | 166.29 |  |  | Excess(+) | 1 | Full Conversion | INR | [40 empty] | 1995.48 | 1995.48 | INR One Thousand Nine Hundred & Ninety Five and Paise Forty Eight Only | 881 | 996.59 | 10572 | 147 | 166.286
156 | Supplying,fitting and fixing approved brand 32 mm dia.P.V.C. waste pipe, with PVC coupling at one end fitted with necessary clamps. 1050mm long | BI01010001010000000000000515BI0100001267 | 6 | Each | 102.94 |  |  | Excess(+) | 1 | Full Conversion | INR | [40 empty] | 617.64 | 617.64 | INR Six Hundred & Seventeen and Paise Sixty Four Only | 430 | 486.42 | 2580 | 91 | 102.939
157 | Supplying, fitting and fixing 10 litre P.V.C. low-down cistern conforming to I.S. specification with P.V.C. fittings complete,C.I. brackets including two coats of painting to bracket etc. | BI01010001010000000000000515BI0100001268 | 6 | Each | 1148.17 |  |  | Excess(+) | 1 | Full Conversion | INR | [40 empty] | 6889.02 | 6889.02 | INR Six Thousand Eight Hundred & Eighty Nine and Paise Two Only | 613 | 693.43 | 3678 | 1015 | 1148.168
158 | Renewing bolts and nuts for cistern. | BI01010001010000000000000515BI0100001269 | 10 | Each Set | 45.25 |  |  | Excess(+) | 1 | Full Conversion | INR | [40 empty] | 452.5 | 452.5 | INR Four Hundred & Fifty Two and Paise Fifty Only | 223 | 252.26 | 2230 | 40 | 45.248
159 | Supplying, fitting and fixing bib cock or stop cock. Chromium plated Bib Cock short body (Equivalent to Code No. 511 & Model - Tropical / Sumthing Special of ESSCO or similar brand). | BI01010001010000000000000515BI0100001270 | 10 | Each | 609.72 |  |  | Excess(+) | 1 | Full Conversion | INR | [40 empty] | 6097.2 | 6097.2 | INR Six Thousand &Ninety Seven and Paise Twenty Only | 1015 | 1148.17 | 10150 | 539 | 609.717
160 | Supplying, fitting and fixing bib cock or stop cock. PTMT (Polytetra Bib Cock / Stop Cock ( Prayag or equivalent) 15 mm | BI01010001010000000000000515BI0100001271 | 10 | Each | 174.21 |  |  | Excess(+) | 1 | Full Conversion | INR | [40 empty] | 1742.1 | 1742.1 | INR One Thousand Seven Hundred & Forty Two and Paise Ten Only | 91 | 102.94 | 910 | 154 | 174.205
161 | Supplying, fitting and fixing pillar cock of approved make. b) PTMT Pillar Cock - 15 mm. (Prayag or equivalent). | BI01010001010000000000000515BI0100001272 | 2 | Each | 251.13 |  |  | Excess(+) | 1 | Full Conversion | INR | [40 empty] | 502.26 | 502.26 | INR Five Hundred & Two and Paise Twenty Six Only | 3260 | 3687.71 | 6520 | 222 | 251.126
162 | Dismantling pillar cock of wash basin.each | BI01010001010000000000000515BI0100001273 | 2 | each | 10.18 |  |  | Excess(+) | 1 | Full Conversion | INR | [40 empty] | 20.36 | 20.36 | INR Twenty and Paise Thirty Six Only | 1497 | 1693.41 | 2994 | 9 | 10.181
163 | Supplying, fitting and fixing soap holder. PTMT (Prayag or equivalent) | BI01010001010000000000000515BI0100001274 | 13 | Each | 152.71 |  |  | Excess(+) | 1 | Full Conversion | INR | [40 empty] | 1985.23 | 1985.23 | INR One Thousand Nine Hundred & Eighty Five and Paise Twenty Three Only | 3788 | 4284.99 | 49244 | 135 | 152.712
164 | Supplying, fitting and fixing PTMT Smart Shelf of approved make of size 300 mm. | BI01010001010000000000000515BI0100001275 | 13 | Each | 252.26 |  |  | Excess(+) | 1 | Full Conversion | INR | [40 empty] | 3279.38 | 3279.38 | INR Three Thousand Two Hundred & Seventy Nine and Paise Thirty Eight Only | 147 | 166.29 | 1911 | 223 | 252.258
165 | Supplying, fitting and fixing towel rail with two brackets. C.P. over brass iii) 25 mm dia. and 750 mm long | BI01010001010000000000000515BI0100001276 | 13 | Each | 537.32 |  |  | Excess(+) | 1 | Full Conversion | INR | [40 empty] | 6985.16 | 6985.16 | INR Six Thousand Nine Hundred & Eighty Five and Paise Sixteen Only | 539 | 609.72 | 7007 | 475 | 537.32
166 | Supplying, fitting and fixing best quality Indian make mirror 5.5 mm thick with silvering as per I.S.I. specifications supported on fibre glass frame of any colour, frame size 550 mm X 400 mm | BI01010001010000000000000515BI0100001277 | 8 | Each | 693.43 |  |  | Excess(+) | 1 | Full Conversion | INR | [40 empty] | 5547.44 | 5547.44 | INR Five Thousand Five Hundred & Forty Seven and Paise Forty Four Only | 493 | 557.68 | 3944 | 613 | 693.426
167 | Supplying, fitting and fixing stainless steel sink complete with waste fittings and two coats of painting of C.I. brackets. Sink only 530 mm X 430 mm x 180 mm | BI01010001010000000000000515BI0100001278 | 2 | Each | 3715.99 |  |  | Excess(+) | 1 | Full Conversion | INR | [40 empty] | 7431.98 | 7431.98 | INR Seven Thousand Four Hundred & Thirty One and Paise Ninety Eight Only | 154 | 174.2 | 308 | 3285 | 3715.992
168 | Dismantling sink with brackets with or without waste fittings.(ii) Above 450 mm and upto 600 mm length | BI01010001010000000000000515BI0100001279 | 2 | Each | 58.82 |  |  | Excess(+) | 1 | Full Conversion | INR | [40 empty] | 117.64 | 117.64 | INR One Hundred & Seventeen and Paise Sixty Four Only | 592 | 669.67 | 1184 | 52 | 58.822
169 | Cleaning wash basin/ sink with acid. | BI01010001010000000000000515BI0100001280 | 2 | each | 18.1 |  |  | Excess(+) | 1 | Full Conversion | INR | [40 empty] | 36.2 | 36.2 | INR Thirty Six and Paise Twenty Only | 452 | 511.3 | 904 | 16 | 18.099
170 | (g) PTMT overhead shower ( Prayag or equivalent)(ii) 150 mm round | BI01010001010000000000000515BI0100001281 | 2 | Each | 384.61 |  |  | Excess(+) | 1 | Full Conversion | INR | [40 empty] | 769.22 | 769.22 | INR Seven Hundred & Sixty Nine and Paise Twenty Two Only | 309 | 349.54 | 618 | 340 | 384.608
171 | Supplying P.V.C. water storage tank of approved quality with closed top with lid (Black) - Multilayer 2000 Litre capacity | BI01010001010000000000000515BI0100001282 | 2 | Each | 11802.94 |  |  | Excess(+) | 1 | Full Conversion | INR | [40 empty] | 23605.88 | 23605.88 | INR Twenty Three Thousand Six Hundred & Five and Paise Eighty Eight Only | 1251 | 1415.13 | 2502 | 10434 | 11802.941
172 | Labour for hoisting plastic water storage tank. Above 1500 litre upto 5000 litre capacity On the roof of mumty(top of forth floor) | BI01010001010000000000000515BI0100001283 | 2 | Each | 581.44 |  |  | Excess(+) | 1 | Full Conversion | INR | [40 empty] | 1162.88 | 1162.88 | INR One Thousand One Hundred & Sixty Two and Paise Eighty Eight Only | 179 | 202.48 | 358 | 514 | 581.437
173 | Labour for punching hole in plastic water storage tank upto 50 mm dia. | BI01010001010000000000000515BI0100001284 | 6 | Each | 21.49 |  |  | Excess(+) | 1 | Full Conversion | INR | [40 empty] | 128.94 | 128.94 | INR One Hundred & Twenty Eight and Paise Ninety Four Only | 292 | 330.31 | 1752 | 19 | 21.493
174 | Constructing Inspection pit of inside measurement 600mm X 600mm X upto 600mm (depth) with 250 mm thick 1st. class brick work in cement mortar (1:4) on all sides, bottom of the pit consisting of 100 mm thick cement concrete (1:3:6) with stone chips over a layer of jhama brick flat soling, 15 mm thick (1:4) cement plaster to inside walls and out-side walls upto G.L. and 20 mm.thick (1:4) plaster to bottom of the pit, providing necessary invert with cement concrete (1:3:6) with stone chips as per direction, neat cement finishing to entire internal surfaces, top of the pit covered with 100 mm thick R.C.C. slab (1:1.5:3) with stone chips and necessary reinforcements upto 1% and shuttering including 6 mm thick cement plaster (1:4) in all external surfaces of the slab and one 560 mm dia. R.C.C. manhole cover of approved make supplied, fitted and fixed in the slab with necessary fittings, necessary earthwork in excavation in all sorts of soil, filling sides of the pit with earth and removing spoils after work complete in all respect with all costs of labour and materials. i) With Pakur variety. (SAIL/TATA/RINL) | BI01010001010000000000000515BI0100001285 | 4 | Each | 8504.36 |  |  | Excess(+) | 1 | Full Conversion | INR | [40 empty] | 34017.44 | 34017.44 | INR Thirty Four Thousand &Seventeen and Paise Forty Four Only | 85 | 96.15 | 340 | 7518 | 8504.362
175 | Removing sludge from septic tank, soak well etc. by methor labour including disposal of the same outside the compound as directed. Upto 50 users:- Within a lead of 150 metre | BI01010001010000000000000515BI0100001286 | 3 | Each | 2606.29 |  |  | Excess(+) | 1 | Full Conversion | INR | [40 empty] | 7818.87 | 7818.87 | INR Seven Thousand Eight Hundred & Eighteen and Paise Eighty Seven Only | 195 | 220.58 | 585 | 2304 | 2606.285
176 | Cleaning silt of inspection pit. | BI01010001010000000000000515BI0100001287 | 5 | Each | 174.21 |  |  | Excess(+) | 1 | Full Conversion | INR | [40 empty] | 871.05 | 871.05 | INR Eight Hundred & Seventy One and Paise Five Only | 206 | 233.03 | 1030 | 154 | 174.205
177 | Dismantling & Refixing pit cover. | BI01010001010000000000000515BI0100001288 | 5 | Each | 39.59 |  |  | Excess(+) | 1 | Full Conversion | INR | [40 empty] | 197.95 | 197.95 | INR One Hundred & Ninety Seven and Paise Ninety Five Only | 276 | 312.21 | 1380 | 35 | 39.592
178 | Supplying, fitting and fixing in position C.I. manhole/ pit cover with rim.a) Round. (i) 450 mm X 100 mm X 21 kg (approx.) | BI01010001010000000000000515BI0100001289 | 4 | each | 1918.52 |  |  | Excess(+) | 1 | Full Conversion | INR | [40 empty] | 7674.08 | 7674.08 | INR Seven Thousand Six Hundred & Seventy Four and Paise Eight Only | 89 | 100.68 | 356 | 1696 | 1918.515
179 | Cleaning soak pit by removing the top slab and replacing inner filling with jhama bats and repairing the pit as necessary including fitting the slab. | BI01010001010000000000000515BI0100001290 | 3 | each | 1523.73 |  |  | Excess(+) | 1 | Full Conversion | INR | [40 empty] | 4571.19 | 4571.19 | INR Four Thousand Five Hundred & Seventy One and Paise Nineteen Only | 120 | 135.74 | 360 | 1347 | 1523.726
180 | Cleaning silt of master trap pit. | BI01010001010000000000000515BI0100001291 | 2 | each | 1303.14 |  |  | Excess(+) | 1 | Full Conversion | INR | [40 empty] | 2606.28 | 2606.28 | INR Two Thousand Six Hundred & Six and Paise Twenty Eight Only | 147 | 166.29 | 294 | 1152 | 1303.142
181 | Cleaning rubbish, sludge, weeds scum, liquid earth, mud etc.etc.from road side masonary drain/ hume pipe drain/ culvert etc. by mathor labour after removing concrete. Slab/manhole cover etc.without damaging the same and refixing the same properly after cleaning as necessary and removing the sludge etc.etc.by using iron pans,buckets including all labour, tools & plants including removing the spoils in dry condition and disposing the same by truck beyond the road side in conformity with municipal/corporation rules for such disposal including loading into truckand cleaning the road side in all respects as per direction of the Engineerin-Charge. (Payment will be made on the basis of actual stack measurment of spoils in dry condition at roadside) | BI01010001010000000000000515BI0100001292 | 12 | cum | 326.92 |  |  | Excess(+) | 1 | Full Conversion | INR | [40 empty] | 3923.04 | 3923.04 | INR Three Thousand Nine Hundred & Twenty Three and Paise Four Only | 186 | 210.4 | 2232 | 289 | 326.917
182 | Cleaning and disinfecting upto 2000 litre Water Tank including masonry reservoir. | BI01010001010000000000000515BI0100001293 | 2 | each | 175.34 |  |  | Excess(+) | 1 | Full Conversion | INR | [40 empty] | 350.68 | 350.68 | INR Three Hundred & Fifty and Paise Sixty Eight Only | 33 | 37.33 | 66 | 155 | 175.336
183 | Cleaning and disinfecting above 2000 litre Water Tank including masonry reservoir. | BI01010001010000000000000515BI0100001294 | 3 | each | 99.55 |  |  | Excess(+) | 1 | Full Conversion | INR | [40 empty] | 298.65 | 298.65 | INR Two Hundred & Ninety Eight and Paise Sixty Five Only | 21 | 23.76 | 63 | 88 | 99.546
184 | ELECTRICAL work Scheduled item Supply & Fixing 415V 160A TPN (LT) switch in suitable SS enclosure with HRC fuses on LS & NL on angle iron frame on wall incl. earthing attachment.(Pwd page-D3 Item no. 4 (a) | BI01010001010000000000000515BI0100001295 | 1 | set | 9232.9 |  |  | Excess(+) | 1 | Full Conversion | INR | [40 empty] | 9232.9 | 9232.9 | INR Nine Thousand Two Hundred & Thirty Two and Paise Ninety Only | 51 | 57.69 | 51 | 8002 | 9232.8996
185 | Supplying & fixing 415V 315A sheet metal (16 SWG) Iron Clad Busbar chambers of on angle iron frame on wall, incl. earthing attachment and painting as required ( CU. BAR BOX-500 X 150 MM. CU BAR- 40 X 4MM(4 BAR)(Pwd page-D13 Item no. 19 (b) | BI01010001010000000000000515BI0100001296 | 0.8 | mtr | 6251.42 |  |  | Excess(+) | 1 | Full Conversion | INR | [40 empty] | 5001.14 | 5001.14 | INR Five Thousand &One and Paise Fourteen Only | 57 | 64.48 | 45.6 | 5418 | 6251.4184
186 | Supply & Fixing 415V 125A Four pole on load change over switch in suitable SS enclosure (Make L&T) on angle iron frame on wall incl. earthing attachment.(Pwd page-D2 Item no. 3 (a)) | BI01010001010000000000000515BI0100001297 | 1 | set | 9885.96 |  |  | Excess(+) | 1 | Full Conversion | INR | [40 empty] | 9885.96 | 9885.96 | INR Nine Thousand Eight Hundred & Eighty Five and Paise Ninety Six Only | 84 | 95.02 | 84 | 8568 | 9885.964
187 | supplying and fixing sheet steel main switches on 240 V DP fuse on L & N 32 A (make- havells)(Pwd page-D1 Item no.1(a)(out side ) | BI01010001010000000000000515BI0100001298 | 2 | set | 1473.43 |  |  | Excess(+) | 1 | Full Conversion | INR | [40 empty] | 2946.86 | 2946.86 | INR Two Thousand Nine Hundred & Forty Six and Paise Eighty Six Only | 85 | 96.15 | 170 | 1277 | 1473.4332
188 | Supply & fixing of 240V 32A DP MCB (Legrand) in DP SS enclosure (Legrand) incl earthing attachment. ( FOR ROOF LIGHTING PUMP AND AC )(Pwd page-D6,9 Item no.7;11) | BI01010001010000000000000515BI0100001299 | 6 | set | 941.52 |  |  | Excess(+) | 1 | Full Conversion | INR | [40 empty] | 5649.12 | 5649.12 | INR Five Thousand Six Hundred & Forty Nine and Paise Twelve Only | 102 | 115.38 | 612 | 816 | 941.5204
189 | Supply & fixing 4- way double door Horizontal TPNMCB DB (legrand cat no - 607715) concealed in wall incl inter connection with suitable copper wire, neutral link & earthing attachment comprising of the followings (All Legrand)(Pwd page-D 6;5 Item no. 7;6) a) 100A four pole MCB isolater --- 1 no b) 16 to 32A (as reqd.) SP MCB --- 12 nos | BI01010001010000000000000515BI0100001300 | 1 | set | 6989.87 |  |  | Excess(+) | 1 | Full Conversion | INR | [40 empty] | 6989.87 | 6989.87 | INR Six Thousand Nine Hundred & Eighty Nine and Paise Eighty Seven Only | 10434 | 11802.94 | 10434 | 6058 | 6989.8658
190 | Supply & Fixing (2+8) way SPN MCBDB (Legrand cat no- 607711) with IP-42/43 protection Concealed in wall & mending good the damages to original finish incl. Interconnection with suitable copper wire & nuetral link incl. earthing attachment comprising with the following (All Legrand):(Pwd page-D 6;9 Item no. 7,13) a) 40A DP MCB isolator & necy. connection --- 1 no b) 6 to 16A SP MCB as required breaking capacity 10KA & C characteristic ---- 8 nos ( 2 nos g.f) | BI01010001010000000000000515BI0100001301 | 2 | set | 3860.7 |  |  | Excess(+) | 1 | Full Conversion | INR | [40 empty] | 7721.4 | 7721.4 | INR Seven Thousand Seven Hundred & Twenty One and Paise Forty Only | 226 | 255.65 | 452 | 3346 | 3860.6951
191 | Supply & Fixing (2+12) way SPN MCBDB (Legrand cat no- 607712) with IP-42/43 protection Concealed in wall & mending good the damages to original finish incl. Interconnection with suitable copper wire & nuetral link incl. earthing attachment comprising with the following (All Legrand):(Pwd page-D 6;9 Item no. 7,13)(for 3 big barrack AND 1 qrt) a) 63A DP MCB isolator & necy. connection --- 1 no b) 6 to 25A SP MCB as required breaking capacity 10KA & C characteristic ---- 12 nos | BI01010001010000000000000515BI0100001302 | 4 | set | 5188.75 |  |  | Excess(+) | 1 | Full Conversion | INR | [40 empty] | 20755 | 20755 | INR Twenty Thousand Seven Hundred & Fifty Five Only | 19 | 21.49 | 76 | 4497 | 5188.7465
192 | Laying of the following Alu. armoured cable in underground trench 460 mm wide x 760 mm average depth, with brick protection on the top of the cable with 8 (eight) Nos. bricks per metre, including filling the space between the brick & cable and also the trench with shifted soil, leveling up and restoring surface duly rammed(Pwd page-F2 Item no. 1 (a) 4 x 50 sq mm | BI01010001010000000000000515BI0100001303 | 8 | mtr | 198.46 |  |  | Excess(+) | 1 | Full Conversion | INR | [40 empty] | 1587.68 | 1587.68 | INR One Thousand Five Hundred & Eighty Seven and Paise Sixty Eight Only | 6472 | 7321.13 | 51776 | 172 | 198.4577
193 | Laying of the following Alu. armoured cable in underground trench 460 mm wide x 760 mm average depth, with brick protection on the top of the cable with 8 (eight) Nos. bricks per metre, including filling the space between the brick & cable and also the trench with shifted soil, leveling up and restoring surface duly rammed(Pwd page-F2 Item no. 1 (a) 2 x 6 sq mm | BI01010001010000000000000515BI0100001304 | 10 | mtr | 186.92 |  |  | Excess(+) | 1 | Full Conversion | INR | [40 empty] | 1869.2 | 1869.2 | INR One Thousand Eight Hundred & Sixty Nine and Paise Twenty Only | 32864 | 37175.76 | 328640 | 162 | 186.9195
194 | Laying of the following XLPE Al armoured cable after cutting floor /pavement / wall and making holes incl, embedding tha cable at an average depth as below & mending good the damages to original finish:-(Pwd page-F 3 Item no. 5) 4x 16 sq mm (busbar to tpn) | BI01010001010000000000000515BI0100001305 | 20 | mtr | 146.54 |  |  | Excess(+) | 1 | Full Conversion | INR | [40 empty] | 2930.8 | 2930.8 | INR Two Thousand Nine Hundred & Thirty and Paise Eighty Only | 82641 | 93483.5 | 1652820 | 127 | 146.5356
195 | Laying of the following XLPE Al armoured cable after cutting floor /pavement / wall and making holes incl, embedding tha cable at an average depth as below & mending good the damages to original finish:-(Pwd page-F 3 Item no. 5) 2 x6 sq mm | BI01010001010000000000000515BI0100001306 | 120 | mtr | 146.54 |  |  | Excess(+) | 1 | Full Conversion | INR | [40 empty] | 17584.8 | 17584.8 | INR Seventeen Thousand Five Hundred & Eighty Four and Paise Eighty Only | 105024 | 118803.15 | 12602880 | 127 | 146.5356
196 | Supply & laying medium gauge G.I.Pipe(ISI-Medium) for cable protection (Pwd page-F6 Item no. 11) 40 mm dia | BI01010001010000000000000515BI0100001307 | 5 | mtr | 283.84 |  |  | Excess(+) | 1 | Full Conversion | INR | [40 empty] | 1419.2 | 1419.2 | INR One Thousand Four Hundred & Nineteen and Paise Twenty Only | 14026 | 15866.21 | 70130 | 246 | 283.8407
197 | Supply & laying medium gauge G.I.Pipe(ISI-Medium) for cable protection (Pwd page-F6 Item no. 11) 80 mm dia | BI01010001010000000000000515BI0100001308 | 5 | mtr | 610.37 |  |  | Excess(+) | 1 | Full Conversion | INR | [40 empty] | 3051.85 | 3051.85 | INR Three Thousand &Fifty One and Paise Eighty Five Only | 1014 | 1147.04 | 5070 | 529 | 610.3729
198 | Supply & fixing compression type gland with brass gland brass ring incl. socketing the ends off by crimping method incl. S/F solderless socket (Dowels make) & jointing ,materials etc. Of the following XLPE/A cable:(Pwd page-F 4;5 Item no.7;8) 4 x 50 sq mm | BI01010001010000000000000515BI0100001309 | 2 | set | 468.45 |  |  | Excess(+) | 1 | Full Conversion | INR | [40 empty] | 936.9 | 936.9 | INR Nine Hundred & Thirty Six and Paise Ninety Only | 833 | 942.29 | 1666 | 406 | 468.4525
199 | Supply & fixing compression type gland with brass gland brass ring incl. socketing the ends off by crimping method incl. S/F solderless socket (Dowels make) & jointing ,materials etc. Of the following XLPE/A cable:(Pwd page-F 4;5 Item no.7;8) 2 x 6 sq mm | BI01010001010000000000000515BI0100001310 | 8 | set | 115.38 |  |  | Excess(+) | 1 | Full Conversion | INR | [40 empty] | 923.04 | 923.04 | INR Nine Hundred & Twenty Three and Paise Four Only | 1055 | 1193.42 | 8440 | 100 | 115.3824
200 | Supply & drawing of 1.1 Kv grade single core stranded 'FR' Pvc insulated & unsheathed copper wire (brand appr by EIC) of the following sizes through alkathene pipe recessed in wall. (Pwd page-E9 Item no. 1) 2x4+1x2.5 sq mm though 25mm Alka Pipe(SPNDB ) | BI01010001010000000000000515BI0100001311 | 30 | mtr | 198.46 |  |  | Excess(+) | 1 | Full Conversion | INR | [40 empty] | 5953.8 | 5953.8 | INR Five Thousand Nine Hundred & Fifty Three and Paise Eighty Only | 1091 | 1234.14 | 32730 | 172 | 198.4577
201 | Supply & drawing of 1.1 Kv grade single core stranded 'FR' Pvc insulated & unsheathed copper wire (brand appr by EIC) of the following sizes through alkathene pipe recessed in wall. (Pwd page-E9 Item no. 1) 2x2.5+1x1.5 sqmm through 19mm Alka.pipe ( P/P) | BI01010001010000000000000515BI0100001312 | 60 | mtr | 147.69 |  |  | Excess(+) | 1 | Full Conversion | INR | [40 empty] | 8861.4 | 8861.4 | INR Eight Thousand Eight Hundred & Sixty One and Paise Forty Only | 2134 | 2413.98 | 128040 | 128 | 147.6895
202 | Supply & drawing of 1.1 Kv grade single core stranded 'FR' Pvc insulated & unsheathed copper wire (brand appr by EIC) of the following sizes through alkathene pipe recessed in wall. (Pwd page-E9 Item no. 1) 3x1.5 sq mm through 19mm Alkathene pipe | BI01010001010000000000000515BI0100001313 | 20 | mtr | 128.07 |  |  | Excess(+) | 1 | Full Conversion | INR | [40 empty] | 2561.4 | 2561.4 | INR Two Thousand Five Hundred & Sixty One and Paise Forty Only | 874 | 988.67 | 17480 | 111 | 128.0745
203 | Distribution wiring in 1.1 KV grade 2x22/0.3 (1.5 sqmm) single core stranded 'FR' PVC insulated & unsheathed copper wire with 1x22/0.3 (1.5 sqmm) single core stranded 'FR' PVC insulated & unsheathed copper wire (Brand approved by EIC) for ECC in 19 mm bore, 3 mm thick polythene pipe complete with all accessories embedded in wall for horizontal & vertical runs and in suitable size PVC casing-capping (Precision make) for ceiling portion only, incl. necy. fittings etc. to light/fan/call bell point with Modular type switch (Brand approved by EIC) fixed on Modular GI switch board with top cover plate and 2 no. suitable size “Ph & N” copper bar & earthing attachment flushed in wall incl. mending good damages to original finish [only PVC casing-capping on ceiling and remaining portion concealed] (AVG run 8 mtr)(Pwd page-E23 Item no.8) | BI01010001010000000000000515BI0100001314 | 38 | Pts | 1276.13 |  |  | Excess(+) | 1 | Full Conversion | INR | [40 empty] | 48492.94 | 48492.94 | INR Forty Eight Thousand Four Hundred & Ninety Two and Paise Ninety Four Only | 1319 | 1492.05 | 50122 | 1106 | 1276.1293
204 | Distribution wiring in 1.1 KV grade 3 x 1.5 sq mm single core stranded 'FR' PVC insulated & unsheathed copper wire (brand approved by EIC) in 19mm bore, 3mm thickpolythene pipe complete with all accessories embedded in wall to 240 V 6A 5 pin plug point incl. S&F 240V 6A 3 pin modular type plug socket & modular type switch(Brand appr. by EIC) incl. S&F earth continuity wire fixed on 4 module GI switch board with 3/4 module top cover plate flushed in wall incl mending good damage to original finish. (on board)(Pwd page-E20 Item no.3) | BI01010001010000000000000515BI0100001315 | 8 | Pts | 287.3 |  |  | Excess(+) | 1 | Full Conversion | INR | [40 empty] | 2298.4 | 2298.4 | INR Two Thousand Two Hundred & Ninety Eight and Paise Forty Only | 865 | 978.49 | 6920 | 249 | 287.3022
205 | Distribution wiring in 1.1 KV grade 3 x 1.5 sq mm single core stranded 'FR' PVC insulated & unsheathed copper wire (brand approved by EIC) in 19mm bore, 3mm thickpolythene pipe complete with all accessories embedded in wall to 240 V 6A 5 pin plug point incl. S&F 240V 6A 3 pin modular type plug socket & modular type switch(Brand appr. by EIC) incl. S&F earth continuity wire fixed on 4 module GI switch board with 3/4 module top cover plate flushed in wall incl mending good damage to original finish. (Ave run 4.5 mtr)(Pwd page-E20 Item no.3) | BI01010001010000000000000515BI0100001316 | 5 | Pts | 1082.29 |  |  | Excess(+) | 1 | Full Conversion | INR | [40 empty] | 5411.45 | 5411.45 | INR Five Thousand Four Hundred & Eleven and Paise Forty Five Only | 563 | 636.87 | 2815 | 938 | 1082.2869
206 | Distribution wiring in 1.1 KV grade 2x22/0.3 (1.5 sqmm) single core stranded 'FR' PVC insulated & unsheathed copper wire with 1x22/0.3 (1.5 sqmm) single core stranded 'FR' PVC insulated & unsheathed copper wire (approved make) for ECC in 19 mm bore, 3 mm thick polythene pipe complete with all accessories embedded in wall for horizontal & vertical runs and in suitable size PVC casing-capping (Precision make) for ceiling portion only, incl. necy. PVC clips, fittings etc. to light/fan/call bell point with piano key type switch (Anchor make) fixed on sheet steel fabricated switch board with Perspex/bakelite top cover on wall incl. necy. connections and making earthing attachment and mending good damages to building works [only PVC casing-capping on ceiling and remaining portion concealed] avg run 5 mtr .(Pwd page-E 13 Item no.9) | BI01010001010000000000000515BI0100001317 | 50 | Pts | 931.14 |  |  | Excess(+) | 1 | Full Conversion | INR | [40 empty] | 46557 | 46557 | INR Forty Six Thousand Five Hundred & Fifty Seven Only | 7538 | 8526.99 | 376900 | 807 | 931.136
207 | Distribution wiring in 1.1 KV grade 3X1.5 Sqmm. Single core standed "FR" PVC insulated copper wire (approved value) in 19 mm bore , 3 mm thick Polythene Pipe complete with all accessories embeded in wall to 240V 6A 5 pin plug point including S/F 240 V 6A 3 pin flush type plug socket & piano key type switch (Anchor) including S/F earth continuty wire fixed on sheet metal (16 SWG) switch board with bakelite top cover (3 mm thick) flushed in wall including mending good damages do original finish .(Pwd page-E 10 Item no.4(a) on board | BI01010001010000000000000515BI0100001318 | 8 | Pts | 87.69 |  |  | Excess(+) | 1 | Full Conversion | INR | [40 empty] | 701.52 | 701.52 | INR Seven Hundred & One and Paise Fifty Two Only | 916 | 1036.18 | 7328 | 76 | 87.6906
208 | Distribution wiring in 1.1 KV grade 3X1.5 Sqmm. Single core standed "FR" PVC insulated copper wire (approved value) in 19 mm bore , 3 mm thick Polythene Pipe complete with all accessories embeded in wall to 240V 6A 5 pin plug point including S/F 240 V 6A 3 pin flush type plug socket & piano key type switch (Anchor) including S/F earth continuty wire fixed on sheet metal (16 SWG) switch board with bakelite top cover (3 mm thick) flushed in wall including mending good damages do original finish .(Pwd page-E 10 Item no.4(a) Avg run4.5 mtr | BI01010001010000000000000515BI0100001319 | 12 | Pts | 789.22 |  |  | Excess(+) | 1 | Full Conversion | INR | [40 empty] | 9470.64 | 9470.64 | INR Nine Thousand Four Hundred & Seventy and Paise Sixty Four Only | 1231 | 1392.51 | 14772 | 684 | 789.2156
209 | Supply & fixing 240V 20A piano key type switch & 6/16A 6 pin socket (Anchor) on sheet metal box (150 X 100 X65 mm) with bakelite top cover embeded in wall including earthing attachment (P/P)(Pwd page-E6 Item no.22) | BI01010001010000000000000515BI0100001320 | 2 | sets | 331.15 |  |  | Excess(+) | 1 | Full Conversion | INR | [40 empty] | 662.3 | 662.3 | INR Six Hundred & Sixty Two and Paise Thirty Only | 2029 | 2295.2 | 4058 | 287 | 331.1475
210 | Supply & fixing of Modular type computer plug board of 8module GI box with cover plate recessed in wall comprising of the following(All cabtree): a) 16A socket ---1 set b) 16 a switch --- 2 set b) 6A socket --- 2 sets | BI01010001010000000000000515BI0100001321 | 5 | set | 1120.36 |  |  | Excess(+) | 1 | Full Conversion | INR | [40 empty] | 5601.8 | 5601.8 | INR Five Thousand Six Hundred & One and Paise Eighty Only | 417 | 471.71 | 2085 | 971 | 1120.3631
211 | Supply & Fixing 240 V, 25 A, Modular type starter (Brand approved by EIC) with 25A Modular switch type DP MCB (CCurve) and 4 Module GI Modular type switch board with 4 Module top cover plate flushed in wall incl. S&F switch board and cover plate and making necy. connections with PVC Cu wire and earth continuity wire etc(Pwd page-E19 Item no.17) | BI01010001010000000000000515BI0100001322 | 2 | set | 904.6 |  |  | Excess(+) | 1 | Full Conversion | INR | [40 empty] | 1809.2 | 1809.2 | INR One Thousand Eight Hundred & Nine and Paise Twenty Only | 128 | 144.79 | 256 | 784 | 904.598
212 | Supply & Fixing 240 V, 25 A, 3 pin Modular type plug socket (Brand approved by EIC), without plug top and switch with 2 Module GI Modular type switch board with top cover plate flushed in wall and making necy. connections with PVC Cu wire and earth continuity wirE (AC &GEYSER)(Pwd page-E17 Item no.5(a) | BI01010001010000000000000515BI0100001323 | 2 | set | 225 |  |  | Excess(+) | 1 | Full Conversion | INR | [40 empty] | 450 | 450 | INR Four Hundred & Fifty Only | 8247 | 9329.01 | 16494 | 195 | 224.9957
213 | Supply & fixing of Modular type 16A 3 pin modular type plug socket (Brand approved by EIC) with 16 A Modular type switch without plug top on of 4 module GI box with cover plate recessed in wall comprising of the following (All cabtree): (Pwd page-E18 Item no.9(b) a) 16A switch ---1 set b)16A socket - - 1 set | BI01010001010000000000000515BI0100001324 | 2 | set | 526.14 |  |  | Excess(+) | 1 | Full Conversion | INR | [40 empty] | 1052.28 | 1052.28 | INR One Thousand &Fifty Two and Paise Twenty Eight Only | 33.4 | 37.78 | 66.8 | 456 | 526.1437
214 | Supplying & Fixing GI Modular Switch Board of the following sizes complete with three no. suitable size Copper bar with holes (for Ph, N & E) fixed on bakelite/Hard Rubber insulator over the MS welded chairs incl. top cover flushed in wall for housing the board after cutting the brick wall incl. making earthing attachment, painting and mending good damages to building works( PWD page E-17 Item no.1) 4 module box | BI01010001010000000000000515BI0100001325 | 4 | set | 301.15 |  |  | Excess(+) | 1 | Full Conversion | INR | [40 empty] | 1204.6 | 1204.6 | INR One Thousand Two Hundred & Four and Paise Sixty Only | 2310.47 | 2613.6 | 9241.88 | 261 | 301.1481
215 | Supplying & Fixing GI Modular Switch Board of the following sizes complete with three no. suitable size Copper bar with holes (for Ph, N & E) fixed on bakelite/Hard Rubber insulator over the MS welded chairs incl. top cover flushed in wall for housing the board after cutting the brick wall incl. making earthing attachment, painting and mending good damages to building works( PWD page E-17 Item no.1) 8 module box | BI01010001010000000000000515BI0100001326 | 4 | set | 468.45 |  |  | Excess(+) | 1 | Full Conversion | INR | [40 empty] | 1873.8 | 1873.8 | INR One Thousand Eight Hundred & Seventy Three and Paise Eighty Only | 2341.09 | 2648.24 | 9364.36 | 406 | 468.4525
216 | Supplying & Fixing GI Modular Switch Board of the following sizes complete with three no. suitable size Copper bar with holes (for Ph, N & E) fixed on bakelite/Hard Rubber insulator over the MS welded chairs incl. top cover flushed in wall for housing the board after cutting the brick wall incl. making earthing attachment, painting and mending good damages to building works( PWD page E-17 Item no.1) 12 module box | BI01010001010000000000000515BI0100001327 | 2 | set | 603.45 |  |  | Excess(+) | 1 | Full Conversion | INR | [40 empty] | 1206.9 | 1206.9 | INR One Thousand Two Hundred & Six and Paise Ninety Only | 1503 | 1700.19 | 3006 | 523 | 603.45
217 | Supplying and fixing PVC Rigid Conduit 'FR' [Precision Make] on wall, ceiling with saddles and other accessories as required and mending good damages to building works(PWD page E-16 Item no.7) 20mm size | BI01010001010000000000000515BI0100001328 | 80 | mtr | 58.85 |  |  | Excess(+) | 1 | Full Conversion | INR | [40 empty] | 4708 | 4708 | INR Four Thousand Seven Hundred & Eight Only | 976 | 1104.05 | 78080 | 51 | 58.845
218 | Supplying and fixing PVC Rigid Conduit 'FR' [Precision Make] on wall, ceiling with saddles and other accessories as required and mending good damages to building works(PWD page E-16 Item no.7) 25 mm size | BI01010001010000000000000515BI0100001329 | 40 | mtr | 79.61 |  |  | Excess(+) | 1 | Full Conversion | INR | [40 empty] | 3184.4 | 3184.4 | INR Three Thousand One Hundred & Eighty Four and Paise Forty Only | 625 | 707 | 25000 | 69 | 79.6139
219 | Cutting Channel of size (40 mm x 40 mm) on masonry wall by Electric operated cutting machine incl. supplying & fixing heavy gauge 19 mm, 3 mm thick Polythene pipe by means of anchoring chemical (Hilti/Sika) and GI 'U' hooks of 8 SWG incl. supplying and drawing 18 SWG GI wire as Fish wire and mending good damages to original finish by using own tools and tackles(Pwd page-E 3 Item no.6,7) 19 mm dia 3mm thick polythene pipe without earth continuity wire | BI01010001010000000000000515BI0100001330 | 100 | mtr | 72.69 |  |  | Excess(+) | 1 | Full Conversion | INR | [40 empty] | 7269 | 7269 | INR Seven Thousand Two Hundred & Sixty Nine Only | 7415 | 8807.24 | 741500 | 63 | 72.6909
220 | Cutting Channel of size (40 mm x 40 mm) on masonry wall by Electric operated cutting machine incl. supplying & fixing heavy gauge 19 mm, 3 mm thick Polythene pipe by means of anchoring chemical (Hilti/Sika) and GI 'U' hooks of 8 SWG incl. supplying and drawing 18 SWG GI wire as Fish wire and mending good damages to original finish by using own tools and tackles(Pwd page-E 3 Item no.6,7) 25 mm dia 3mm thick polythene pipe without earth continuity wire | BI01010001010000000000000515BI0100001331 | 120 | mtr | 88.84 |  |  | Excess(+) | 1 | Full Conversion | INR | [40 empty] | 10660.8 | 10660.8 | INR Ten Thousand Six Hundred & Sixty and Paise Eighty Only | 3767 | 4474.29 | 452040 | 77 | 88.8444
221 | Fixing only singal / twin fluorescent light complete with all accessories directly on wall/ceilinh/HW round block and suitable size of MS fastener,ceiling plate, nipples etc. as required(Pwd page-C 2 Item no.14(D) | BI01010001010000000000000515BI0100001332 | 60 | set | 185.77 |  |  | Excess(+) | 1 | Full Conversion | INR | [40 empty] | 11146.2 | 11146.2 | INR Eleven Thousand One Hundred & Forty Six and Paise Twenty Only | 6323 | 7510.21 | 379380 | 161 | 185.7657
222 | Supply & Fixing louver AL shutter on wall with necy. bolts & nuts (6 mm dia x 62 mm long) as following diameter(Pwd page-D14 Item no.32(a) 9" Exhaust fan(23cm) | BI01010001010000000000000515BI0100001333 | 8 | each | 175.38 |  |  | Excess(+) | 1 | Full Conversion | INR | [40 empty] | 1403.04 | 1403.04 | INR One Thousand Four Hundred & Three and Paise Four Only | 8568 | 10176.73 | 68544 | 152 | 175.3812
223 | Fixing only exhaust fan after making hole in wall and making good damages and smooth cement finish etc. as practicable as possible and providing necy. length of PVC insulated wire and making connection for exhaust of following diameter:(Pwd page-c4 Item no.28) 9" Exhaust fan(23cm) | BI01010001010000000000000515BI0100001334 | 8 | each | 284.99 |  |  | Excess(+) | 1 | Full Conversion | INR | [40 empty] | 2279.92 | 2279.92 | INR Two Thousand Two Hundred & Seventy Nine and Paise Ninety Two Only | 27644 | 32834.44 | 221152 | 247 | 284.9945
224 | Supply & Fixing Socket type fan regulator (Step type)(Brand approved by EIC) on existing sheet metal switch board with bakelite/perspex top cover by screw after making housing for regulator knob by cutting bakelite/ perspex top cover incl. making necy. connections etc.(Pwd page-E6 Item no.18(a) | BI01010001010000000000000515BI0100001335 | 22 | Set | 272.3 |  |  | Excess(+) | 1 | Full Conversion | INR | [40 empty] | 5990.6 | 5990.6 | INR Five Thousand Nine Hundred & Ninety and Paise Sixty Only | 4132 | 4907.82 | 90904 | 236 | 272.3025
225 | Supply & Fixing 240V, Modular Socket (2 Module) type fan regulator (Step type) (Brand approved by EIC) on existing Modular GI switch board with top cover plate incl. making necy. connections etc.(Pwd page-E18 Item no.10) | BI01010001010000000000000515BI0100001336 | 12 | each | 446.53 |  |  | Excess(+) | 1 | Full Conversion | INR | [40 empty] | 5358.36 | 5358.36 | INR Five Thousand Three Hundred & Fifty Eight and Paise Thirty Six Only | 3998 | 4748.66 | 47976 | 387 | 446.5299
226 | Supplying & Fixing 240 V AC/DC superior type Multitune (min 10 nos. tune) Call Bell (Anchor) with selector switch for single/Multi Tunes mode, Battery operated on HW board incl. S&F HW board.(Pwd page-D 13 Item no.20(c) | BI01010001010000000000000515BI0100001337 | 1 | each | 339.22 |  |  | Excess(+) | 1 | Full Conversion | INR | [40 empty] | 339.22 | 339.22 | INR Three Hundred & Thirty Nine and Paise Twenty Two Only | 5976 | 7098.05 | 5976 | 294 | 339.2243
227 | Earthing the the Installation by 50 mm dia G.I. Pipe (ISI -M) 3.64 mtr long & 1x4 SWG G.I.(Hot dip) wire (4 mtr long) with suitable nuts, bolts & washer etc. Incl S/F 15 mm dia GI protection pipe (1 mtr long) to be filled with bitumen partly under ground level & partly under ground level driven to an depth of 3.65 mtr below the ground level. .(Pwd page-G 1 Item no.2(a) | BI01010001010000000000000515BI0100001338 | 5 | set | 1579.59 |  |  | Excess(+) | 1 | Full Conversion | INR | [40 empty] | 7897.95 | 7897.95 | INR Seven Thousand Eight Hundred & Ninety Seven and Paise Ninety Five Only | 3346 | 3974.24 | 16730 | 1369 | 1579.5851
228 | S & F earth busbar of galvanized (Hot Dip) MS flat 25mm x 6 mm on wall having clearance of 6 mm from wall including providing drilled holes on the busbar complete with GI bolts, nuts, washers, spacing insulators etc. as required (Pwd page-G 2 Item no.4(a) | BI01010001010000000000000515BI0100001339 | 1 | mtr | 180 |  |  | Excess(+) | 1 | Full Conversion | INR | [40 empty] | 180 | 180 | INR One Hundred & Eighty Only | 2289 | 2718.78 | 2289 | 156 | 179.9965
229 | S&F GI waterproof type looping cable box size 200x15x100 mm deep having 4 mm thick comprising of one 250 v 15 A kit-kat fuse unit, one NL on procelain insulator. One compression type brass cable gland for upto 2 core 16 sqmm PVC/A cable and having lined with rubber gasketted GI top cover with brass machane screws etc. earthing terminal with lug, on steel tubular pole near base, including S&F 40x6 mm thick. MS claps with bolts, nuts etc. including painting with anticorrosive paint(Pwd page-H 5 Item no.5) | BI01010001010000000000000515BI0100001340 | 6 | each | 528.45 |  |  | Excess(+) | 1 | Full Conversion | INR | [40 empty] | 3170.7 | 3170.7 | INR Three Thousand One Hundred & Seventy and Paise Seventy Only | 172 | 204.29 | 1032 | 458 | 528.4514
230 | Fixing only outdoor / street light type light fitting complete with all accessories to be fixed/projected from the wall of the building incl. making holes to building, S&F 40 mm dia GI pipe (ISI-Medium) 1.50 mts. average length, with GI socket at one end and thread at the other end & suitable bend to house the fitting & making necy. connections with S&F necy. length of 1.5 sqmm PVC insulated single core stranded annealed copper wire and making connections as required and mending good damages to wall and painting(Pwd page-C3 Item no.19) | BI01010001010000000000000515BI0100001341 | 6 | each | 833.06 |  |  | Excess(+) | 1 | Full Conversion | INR | [40 empty] | 4998.36 | 4998.36 | INR Four Thousand Nine Hundred & Ninety Eight and Paise Thirty Six Only | 71 | 84.33 | 426 | 722 | 833.0609
231 | ELECTRICAL work NON Scheduled item Supply & delevery of 1.1 Kv grade XLPE Aluminium armoured cable(make Brand approved by EIC) 4 x 50 sq mm | BI01010001010000000000000515BI0100001342 | 8 | mtr | 341.38 |  |  | Excess(+) | 1 | Full Conversion | INR | [40 empty] | 2731.04 | 2731.04 | INR Two Thousand Seven Hundred & Thirty One and Paise Four Only | 127 | 150.85 | 1016 | 338 | 341.38
232 | Supply & delevery of 1.1 Kv grade XLPE Aluminium armoured cable(make Brand approved by EIC) 4 x 16 sq mm | BI01010001010000000000000515BI0100001343 | 20 | mtr | 158.57 |  |  | Excess(+) | 1 | Full Conversion | INR | [40 empty] | 3171.4 | 3171.4 | INR Three Thousand One Hundred & Seventy One and Paise Forty Only | 406 | 482.23 | 8120 | 157 | 158.57
233 | Supply & delevery of 1.1 Kv grade XLPE Aluminium armoured cable(make Brand approved by EIC) 2 x 6 sq mm | BI01010001010000000000000515BI0100001344 | 130 | mtr | 67.67 |  |  | Excess(+) | 1 | Full Conversion | INR | [40 empty] | 8797.1 | 8797.1 | INR Eight Thousand Seven Hundred & Ninety Seven and Paise Ten Only | 262 | 311.19 | 34060 | 67 | 67.67
234 | Supply of Ceiling Fan(make orient new brize /usha striket plus) complete with all acessaries copper flex wire. 1200mm sweep | BI01010001010000000000000515BI0100001345 | 25 | set | 2086.66 |  |  | Excess(+) | 1 | Full Conversion | INR | [40 empty] | 52166.5 | 52166.5 | INR Fifty Two Thousand One Hundred & Sixty Six and Paise Fifty Only | 227 | 269.62 | 5675 | 2066 | 2086.66
235 | Supply of the following Heavy duty Exhaust Fan mening good the damages make(make- EPC / Orinet ) 9" Exhaust fan(230 mm) | BI01010001010000000000000515BI0100001346 | 8 | set | 1609.94 |  |  | Excess(+) | 1 | Full Conversion | INR | [40 empty] | 12879.52 | 12879.52 | INR Twelve Thousand Eight Hundred & Seventy Nine and Paise Fifty Two Only | 199 | 236.36 | 1592 | 1594 | 1609.94
236 | S/F 5w LED Lamp (make -crompton / philips) on batten light on round block on wall / ceiling | BI01010001010000000000000515BI0100001347 | 5 | set | 185.84 |  |  | Excess(+) | 1 | Full Conversion | INR | [40 empty] | 929.2 | 929.2 | INR Nine Hundred & Twenty Nine and Paise Twenty Only | 100 | 118.78 | 500 | 184 | 185.84
237 | Supply & fixing Bulk Head light fitting with LED lamp ( make crompton cat no-LBHE-10-CDL / philips) | BI01010001010000000000000515BI0100001348 | 2 | set | 1488.74 |  |  | Excess(+) | 1 | Full Conversion | INR | [40 empty] | 2977.48 | 2977.48 | INR Two Thousand Nine Hundred & Seventy Seven and Paise Forty Eight Only | 1018 | 1209.14 | 2036 | 1474 | 1488.74
238 | Supply of 4' 20W single LED Tube light fittings with mounting rail (make Crompton Cat. No -IGP 131 LT8-16, 1X20w LT8-20-865-2-20W / philips) . | BI01010001010000000000000515BI0100001349 | 30 | set | 901.93 |  |  | Excess(+) | 1 | Full Conversion | INR | [40 empty] | 27057.9 | 27057.9 | INR Twenty Seven Thousand &Fifty Seven and Paise Ninety Only | 65 | 77.2 | 1950 | 893 | 901.93
239 | Supply & fixing 72 w LED fitting (Make Ceompton, Cat no. LSTP-72-CDL72 / philips ) | BI01010001010000000000000515BI0100001350 | 6 | set | 6532.68 |  |  | Excess(+) | 1 | Full Conversion | INR | [40 empty] | 39196.08 | 39196.08 | INR Thirty Nine Thousand One Hundred & Ninety Six and Paise Eight Only | 48 | 57.01 | 288 | 6468 | 6532.68
240 | Supply & fixing 45 w LED fitting (Make Ceompton, Cat no. LSFO-45-CDL45 /philips ) | BI01010001010000000000000515BI0100001351 | 12 | set | 4790.43 |  |  | Excess(+) | 1 | Full Conversion | INR | [40 empty] | 57485.16 | 57485.16 | INR Fifty Seven Thousand Four Hundred & Eighty Five and Paise Sixteen Only | 795 | 944.27 | 9540 | 4743 | 4790.43
241 | Dismenting the existing installation and depositing the dismenting materials to the authority and mending good the damages. | BI01010001010000000000000515BI0100001352 | 1 | item | 2020 |  |  | Excess(+) | 1 | Full Conversion | INR | [40 empty] | 2020 | 2020 | INR Two Thousand &Twenty Only | 95 | 112.84 | 95 | 2000 | 2020
242 | FAN REPAIR Takendowen, washing, cleaning including repairing of A.C ceiling Fan, after dismantling part by part cleaning and greasing ball bearing and changing split pin / jum nut/incl.S&F ball bearing / condenser etc. as and when require & incl.Refing the same in position. | BI01010001010000000000000515BI0100001353 | 15 | Item | 151.5 |  |  | Excess(+) | 1 | Full Conversion | INR | [40 empty] | 2272.5 | 2272.5 | INR Two Thousand Two Hundred & Seventy Two and Paise Fifty Only | 139 | 165.1 | 2085 | 150 | 151.5
Total in Figures | [51 empty] | 3292808.78 | 3292808.78 | INR Thirty Two Lakh Ninety Two Thousand Eight Hundred & Eight and Paise Seventy Eight Only | 37426574.91 | 34133766.13 |  |  |  | 4 | Construction of chamber for 100mm sluice plates | item5 | 10 | Nos
Quoted Rate in Figures |  |  |  | Select | [47 empty] | 0 | 0 | INR Zero Only
Quoted Rate in Words |  | INR Zero Only
Note on K13: gepadmin: 1. If you choose "Full Conversion" then Column BA (AMOUNT) and Column BB (TAXES) BOTH values will be convert based on selected Currency in (Column L). 2. If you choose "Partial Conversion" then Column BA (AMOUNT) only will be converted based on selected currency (Column L) and Column BB (TAXES) value (INR) will be added to the converted values.
Note on K14: gepadmin: 1. If you choose "Full Conversion" then Column BA (AMOUNT) and Column BB (TAXES) BOTH values will be convert based on selected Currency in (Column L). 2. If you choose "Partial Conversion" then Column BA (AMOUNT) only will be converted based on selected currency (Column L) and Column BB (TAXES) value (INR) will be added to the converted values.
Note on K15: gepadmin: 1. If you choose "Full Conversion" then Column BA (AMOUNT) and Column BB (TAXES) BOTH values will be convert based on selected Currency in (Column L). 2. If you choose "Partial Conversion" then Column BA (AMOUNT) only will be converted based on selected currency (Column L) and Column BB (TAXES) value (INR) will be added to the converted values.
Note on K16: gepadmin: 1. If you choose "Full Conversion" then Column BA (AMOUNT) and Column BB (TAXES) BOTH values will be convert based on selected Currency in (Column L). 2. If you choose "Partial Conversion" then Column BA (AMOUNT) only will be converted based on selected currency (Column L) and Column BB (TAXES) value (INR) will be added to the converted values.
Note on K17: gepadmin: 1. If you choose "Full Conversion" then Column BA (AMOUNT) and Column BB (TAXES) BOTH values will be convert based on selected Currency in (Column L). 2. If you choose "Partial Conversion" then Column BA (AMOUNT) only will be converted based on selected currency (Column L) and Column BB (TAXES) value (INR) will be added to the converted values.
Note on K18: gepadmin: 1. If you choose "Full Conversion" then Column BA (AMOUNT) and Column BB (TAXES) BOTH values will be convert based on selected Currency in (Column L). 2. If you choose "Partial Conversion" then Column BA (AMOUNT) only will be converted based on selected currency (Column L) and Column BB (TAXES) value (INR) will be added to the converted values.
Note on K19: gepadmin: 1. If you choose "Full Conversion" then Column BA (AMOUNT) and Column BB (TAXES) BOTH values will be convert based on selected Currency in (Column L). 2. If you choose "Partial Conversion" then Column BA (AMOUNT) only will be converted based on selected currency (Column L) and Column BB (TAXES) value (INR) will be added to the converted values.
Note on K20: gepadmin: 1. If you choose "Full Conversion" then Column BA (AMOUNT) and Column BB (TAXES) BOTH values will be convert based on selected Currency in (Column L). 2. If you choose "Partial Conversion" then Column BA (AMOUNT) only will be converted based on selected currency (Column L) and Column BB (TAXES) value (INR) will be added to the converted values.
Note on K23: gepadmin: 1. If you choose "Full Conversion" then Column BA (AMOUNT) and Column BB (TAXES) BOTH values will be convert based on selected Currency in (Column L). 2. If you choose "Partial Conversion" then Column BA (AMOUNT) only will be converted based on selected currency (Column L) and Column BB (TAXES) value (INR) will be added to the converted values.
Note on K25: gepadmin: 1. If you choose "Full Conversion" then Column BA (AMOUNT) and Column BB (TAXES) BOTH values will be convert based on selected Currency in (Column L). 2. If you choose "Partial Conversion" then Column BA (AMOUNT) only will be converted based on selected currency (Column L) and Column BB (TAXES) value (INR) will be added to the converted values.
Note on K32: gepadmin: 1. If you choose "Full Conversion" then Column BA (AMOUNT) and Column BB (TAXES) BOTH values will be convert based on selected Currency in (Column L). 2. If you choose "Partial Conversion" then Column BA (AMOUNT) only will be converted based on selected currency (Column L) and Column BB (TAXES) value (INR) will be added to the converted values.
Note on K39: gepadmin: 1. If you choose "Full Conversion" then Column BA (AMOUNT) and Column BB (TAXES) BOTH values will be convert based on selected Currency in (Column L). 2. If you choose "Partial Conversion" then Column BA (AMOUNT) only will be converted based on selected currency (Column L) and Column BB (TAXES) value (INR) will be added to the converted values.
Note on K40: gepadmin: 1. If you choose "Full Conversion" then Column BA (AMOUNT) and Column BB (TAXES) BOTH values will be convert based on selected Currency in (Column L). 2. If you choose "Partial Conversion" then Column BA (AMOUNT) only will be converted based on selected currency (Column L) and Column BB (TAXES) value (INR) will be added to the converted values.
Note on K42: gepadmin: 1. If you choose "Full Conversion" then Column BA (AMOUNT) and Column BB (TAXES) BOTH values will be convert based on selected Currency in (Column L). 2. If you choose "Partial Conversion" then Column BA (AMOUNT) only will be converted based on selected currency (Column L) and Column BB (TAXES) value (INR) will be added to the converted values.
Note on K49: gepadmin: 1. If you choose "Full Conversion" then Column BA (AMOUNT) and Column BB (TAXES) BOTH values will be convert based on selected Currency in (Column L). 2. If you choose "Partial Conversion" then Column BA (AMOUNT) only will be converted based on selected currency (Column L) and Column BB (TAXES) value (INR) will be added to the converted values.
Note on K50: gepadmin: 1. If you choose "Full Conversion" then Column BA (AMOUNT) and Column BB (TAXES) BOTH values will be convert based on selected Currency in (Column L). 2. If you choose "Partial Conversion" then Column BA (AMOUNT) only will be converted based on selected currency (Column L) and Column BB (TAXES) value (INR) will be added to the converted values.
Note on K51: gepadmin: 1. If you choose "Full Conversion" then Column BA (AMOUNT) and Column BB (TAXES) BOTH values will be convert based on selected Currency in (Column L). 2. If you choose "Partial Conversion" then Column BA (AMOUNT) only will be converted based on selected currency (Column L) and Column BB (TAXES) value (INR) will be added to the converted values.
Note on K52: gepadmin: 1. If you choose "Full Conversion" then Column BA (AMOUNT) and Column BB (TAXES) BOTH values will be convert based on selected Currency in (Column L). 2. If you choose "Partial Conversion" then Column BA (AMOUNT) only will be converted based on selected currency (Column L) and Column BB (TAXES) value (INR) will be added to the converted values.
Note on K54: gepadmin: 1. If you choose "Full Conversion" then Column BA (AMOUNT) and Column BB (TAXES) BOTH values will be convert based on selected Currency in (Column L). 2. If you choose "Partial Conversion" then Column BA (AMOUNT) only will be converted based on selected currency (Column L) and Column BB (TAXES) value (INR) will be added to the converted values.
Note on K55: gepadmin: 1. If you choose "Full Conversion" then Column BA (AMOUNT) and Column BB (TAXES) BOTH values will be convert based on selected Currency in (Column L). 2. If you choose "Partial Conversion" then Column BA (AMOUNT) only will be converted based on selected currency (Column L) and Column BB (TAXES) value (INR) will be added to the converted values.
Note on K56: gepadmin: 1. If you choose "Full Conversion" then Column BA (AMOUNT) and Column BB (TAXES) BOTH values will be convert based on selected Currency in (Column L). 2. If you choose "Partial Conversion" then Column BA (AMOUNT) only will be converted based on selected currency (Column L) and Column BB (TAXES) value (INR) will be added to the converted values.
Note on K57: gepadmin: 1. If you choose "Full Conversion" then Column BA (AMOUNT) and Column BB (TAXES) BOTH values will be convert based on selected Currency in (Column L). 2. If you choose "Partial Conversion" then Column BA (AMOUNT) only will be converted based on selected currency (Column L) and Column BB (TAXES) value (INR) will be added to the converted values.
Note on K62: gepadmin: 1. If you choose "Full Conversion" then Column BA (AMOUNT) and Column BB (TAXES) BOTH values will be convert based on selected Currency in (Column L). 2. If you choose "Partial Conversion" then Column BA (AMOUNT) only will be converted based on selected currency (Column L) and Column BB (TAXES) value (INR) will be added to the converted values.
Note on K67: gepadmin: 1. If you choose "Full Conversion" then Column BA (AMOUNT) and Column BB (TAXES) BOTH values will be convert based on selected Currency in (Column L). 2. If you choose "Partial Conversion" then Column BA (AMOUNT) only will be converted based on selected currency (Column L) and Column BB (TAXES) value (INR) will be added to the converted values.
Note on K70: gepadmin: 1. If you choose "Full Conversion" then Column BA (AMOUNT) and Column BB (TAXES) BOTH values will be convert based on selected Currency in (Column L). 2. If you choose "Partial Conversion" then Column BA (AMOUNT) only will be converted based on selected currency (Column L) and Column BB (TAXES) value (INR) will be added to the converted values.
Note on K71: gepadmin: 1. If you choose "Full Conversion" then Column BA (AMOUNT) and Column BB (TAXES) BOTH values will be convert based on selected Currency in (Column L). 2. If you choose "Partial Conversion" then Column BA (AMOUNT) only will be converted based on selected currency (Column L) and Column BB (TAXES) value (INR) will be added to the converted values.
Note on K73: gepadmin: 1. If you choose "Full Conversion" then Column BA (AMOUNT) and Column BB (TAXES) BOTH values will be convert based on selected Currency in (Column L). 2. If you choose "Partial Conversion" then Column BA (AMOUNT) only will be converted based on selected currency (Column L) and Column BB (TAXES) value (INR) will be added to the converted values.
Note on K75: gepadmin: 1. If you choose "Full Conversion" then Column BA (AMOUNT) and Column BB (TAXES) BOTH values will be convert based on selected Currency in (Column L). 2. If you choose "Partial Conversion" then Column BA (AMOUNT) only will be converted based on selected currency (Column L) and Column BB (TAXES) value (INR) will be added to the converted values.
Note on K76: gepadmin: 1. If you choose "Full Conversion" then Column BA (AMOUNT) and Column BB (TAXES) BOTH values will be convert based on selected Currency in (Column L). 2. If you choose "Partial Conversion" then Column BA (AMOUNT) only will be converted based on selected currency (Column L) and Column BB (TAXES) value (INR) will be added to the converted values.
Note on K78: gepadmin: 1. If you choose "Full Conversion" then Column BA (AMOUNT) and Column BB (TAXES) BOTH values will be convert based on selected Currency in (Column L). 2. If you choose "Partial Conversion" then Column BA (AMOUNT) only will be converted based on selected currency (Column L) and Column BB (TAXES) value (INR) will be added to the converted values.
Note on K80: gepadmin: 1. If you choose "Full Conversion" then Column BA (AMOUNT) and Column BB (TAXES) BOTH values will be convert based on selected Currency in (Column L). 2. If you choose "Partial Conversion" then Column BA (AMOUNT) only will be converted based on selected currency (Column L) and Column BB (TAXES) value (INR) will be added to the converted values.
Note on K81: gepadmin: 1. If you choose "Full Conversion" then Column BA (AMOUNT) and Column BB (TAXES) BOTH values will be convert based on selected Currency in (Column L). 2. If you choose "Partial Conversion" then Column BA (AMOUNT) only will be converted based on selected currency (Column L) and Column BB (TAXES) value (INR) will be added to the converted values.
Note on K86: gepadmin: 1. If you choose "Full Conversion" then Column BA (AMOUNT) and Column BB (TAXES) BOTH values will be convert based on selected Currency in (Column L). 2. If you choose "Partial Conversion" then Column BA (AMOUNT) only will be converted based on selected currency (Column L) and Column BB (TAXES) value (INR) will be added to the converted values.
Note on K87: gepadmin: 1. If you choose "Full Conversion" then Column BA (AMOUNT) and Column BB (TAXES) BOTH values will be convert based on selected Currency in (Column L). 2. If you choose "Partial Conversion" then Column BA (AMOUNT) only will be converted based on selected currency (Column L) and Column BB (TAXES) value (INR) will be added to the converted values.
Note on K90: gepadmin: 1. If you choose "Full Conversion" then Column BA (AMOUNT) and Column BB (TAXES) BOTH values will be convert based on selected Currency in (Column L). 2. If you choose "Partial Conversion" then Column BA (AMOUNT) only will be converted based on selected currency (Column L) and Column BB (TAXES) value (INR) will be added to the converted values.
Note on K91: gepadmin: 1. If you choose "Full Conversion" then Column BA (AMOUNT) and Column BB (TAXES) BOTH values will be convert based on selected Currency in (Column L). 2. If you choose "Partial Conversion" then Column BA (AMOUNT) only will be converted based on selected currency (Column L) and Column BB (TAXES) value (INR) will be added to the converted values.
Note on K93: gepadmin: 1. If you choose "Full Conversion" then Column BA (AMOUNT) and Column BB (TAXES) BOTH values will be convert based on selected Currency in (Column L). 2. If you choose "Partial Conversion" then Column BA (AMOUNT) only will be converted based on selected currency (Column L) and Column BB (TAXES) value (INR) will be added to the converted values.
Note on K94: gepadmin: 1. If you choose "Full Conversion" then Column BA (AMOUNT) and Column BB (TAXES) BOTH values will be convert based on selected Currency in (Column L). 2. If you choose "Partial Conversion" then Column BA (AMOUNT) only will be converted based on selected currency (Column L) and Column BB (TAXES) value (INR) will be added to the converted values.
Note on K95: gepadmin: 1. If you choose "Full Conversion" then Column BA (AMOUNT) and Column BB (TAXES) BOTH values will be convert based on selected Currency in (Column L). 2. If you choose "Partial Conversion" then Column BA (AMOUNT) only will be converted based on selected currency (Column L) and Column BB (TAXES) value (INR) will be added to the converted values.
Note on K98: gepadmin: 1. If you choose "Full Conversion" then Column BA (AMOUNT) and Column BB (TAXES) BOTH values will be convert based on selected Currency in (Column L). 2. If you choose "Partial Conversion" then Column BA (AMOUNT) only will be converted based on selected currency (Column L) and Column BB (TAXES) value (INR) will be added to the converted values.
Note on K101: gepadmin: 1. If you choose "Full Conversion" then Column BA (AMOUNT) and Column BB (TAXES) BOTH values will be convert based on selected Currency in (Column L). 2. If you choose "Partial Conversion" then Column BA (AMOUNT) only will be converted based on selected currency (Column L) and Column BB (TAXES) value (INR) will be added to the converted values.
Note on K102: gepadmin: 1. If you choose "Full Conversion" then Column BA (AMOUNT) and Column BB (TAXES) BOTH values will be convert based on selected Currency in (Column L). 2. If you choose "Partial Conversion" then Column BA (AMOUNT) only will be converted based on selected currency (Column L) and Column BB (TAXES) value (INR) will be added to the converted values.
Note on K105: gepadmin: 1. If you choose "Full Conversion" then Column BA (AMOUNT) and Column BB (TAXES) BOTH values will be convert based on selected Currency in (Column L). 2. If you choose "Partial Conversion" then Column BA (AMOUNT) only will be converted based on selected currency (Column L) and Column BB (TAXES) value (INR) will be added to the converted values.
Note on K107: gepadmin: 1. If you choose "Full Conversion" then Column BA (AMOUNT) and Column BB (TAXES) BOTH values will be convert based on selected Currency in (Column L). 2. If you choose "Partial Conversion" then Column BA (AMOUNT) only will be converted based on selected currency (Column L) and Column BB (TAXES) value (INR) will be added to the converted values.
Note on K108: gepadmin: 1. If you choose "Full Conversion" then Column BA (AMOUNT) and Column BB (TAXES) BOTH values will be convert based on selected Currency in (Column L). 2. If you choose "Partial Conversion" then Column BA (AMOUNT) only will be converted based on selected currency (Column L) and Column BB (TAXES) value (INR) will be added to the converted values.
Note on K109: gepadmin: 1. If you choose "Full Conversion" then Column BA (AMOUNT) and Column BB (TAXES) BOTH values will be convert based on selected Currency in (Column L). 2. If you choose "Partial Conversion" then Column BA (AMOUNT) only will be converted based on selected currency (Column L) and Column BB (TAXES) value (INR) will be added to the converted values.
Note on K110: gepadmin: 1. If you choose "Full Conversion" then Column BA (AMOUNT) and Column BB (TAXES) BOTH values will be convert based on selected Currency in (Column L). 2. If you choose "Partial Conversion" then Column BA (AMOUNT) only will be converted based on selected currency (Column L) and Column BB (TAXES) value (INR) will be added to the converted values.
Note on K112: gepadmin: 1. If you choose "Full Conversion" then Column BA (AMOUNT) and Column BB (TAXES) BOTH values will be convert based on selected Currency in (Column L). 2. If you choose "Partial Conversion" then Column BA (AMOUNT) only will be converted based on selected currency (Column L) and Column BB (TAXES) value (INR) will be added to the converted values.
Note on K114: gepadmin: 1. If you choose "Full Conversion" then Column BA (AMOUNT) and Column BB (TAXES) BOTH values will be convert based on selected Currency in (Column L). 2. If you choose "Partial Conversion" then Column BA (AMOUNT) only will be converted based on selected currency (Column L) and Column BB (TAXES) value (INR) will be added to the converted values.
Note on K117: gepadmin: 1. If you choose "Full Conversion" then Column BA (AMOUNT) and Column BB (TAXES) BOTH values will be convert based on selected Currency in (Column L). 2. If you choose "Partial Conversion" then Column BA (AMOUNT) only will be converted based on selected currency (Column L) and Column BB (TAXES) value (INR) will be added to the converted values.
Note on K118: gepadmin: 1. If you choose "Full Conversion" then Column BA (AMOUNT) and Column BB (TAXES) BOTH values will be convert based on selected Currency in (Column L). 2. If you choose "Partial Conversion" then Column BA (AMOUNT) only will be converted based on selected currency (Column L) and Column BB (TAXES) value (INR) will be added to the converted values.
Note on K119: gepadmin: 1. If you choose "Full Conversion" then Column BA (AMOUNT) and Column BB (TAXES) BOTH values will be convert based on selected Currency in (Column L). 2. If you choose "Partial Conversion" then Column BA (AMOUNT) only will be converted based on selected currency (Column L) and Column BB (TAXES) value (INR) will be added to the converted values.
Note on K121: gepadmin: 1. If you choose "Full Conversion" then Column BA (AMOUNT) and Column BB (TAXES) BOTH values will be convert based on selected Currency in (Column L). 2. If you choose "Partial Conversion" then Column BA (AMOUNT) only will be converted based on selected currency (Column L) and Column BB (TAXES) value (INR) will be added to the converted values.
Note on K122: gepadmin: 1. If you choose "Full Conversion" then Column BA (AMOUNT) and Column BB (TAXES) BOTH values will be convert based on selected Currency in (Column L). 2. If you choose "Partial Conversion" then Column BA (AMOUNT) only will be converted based on selected currency (Column L) and Column BB (TAXES) value (INR) will be added to the converted values.
Note on K123: gepadmin: 1. If you choose "Full Conversion" then Column BA (AMOUNT) and Column BB (TAXES) BOTH values will be convert based on selected Currency in (Column L). 2. If you choose "Partial Conversion" then Column BA (AMOUNT) only will be converted based on selected currency (Column L) and Column BB (TAXES) value (INR) will be added to the converted values.
Note on K126: gepadmin: 1. If you choose "Full Conversion" then Column BA (AMOUNT) and Column BB (TAXES) BOTH values will be convert based on selected Currency in (Column L). 2. If you choose "Partial Conversion" then Column BA (AMOUNT) only will be converted based on selected currency (Column L) and Column BB (TAXES) value (INR) will be added to the converted values.
Note on K127: gepadmin: 1. If you choose "Full Conversion" then Column BA (AMOUNT) and Column BB (TAXES) BOTH values will be convert based on selected Currency in (Column L). 2. If you choose "Partial Conversion" then Column BA (AMOUNT) only will be converted based on selected currency (Column L) and Column BB (TAXES) value (INR) will be added to the converted values.
Note on K128: gepadmin: 1. If you choose "Full Conversion" then Column BA (AMOUNT) and Column BB (TAXES) BOTH values will be convert based on selected Currency in (Column L). 2. If you choose "Partial Conversion" then Column BA (AMOUNT) only will be converted based on selected currency (Column L) and Column BB (TAXES) value (INR) will be added to the converted values.
Note on K132: gepadmin: 1. If you choose "Full Conversion" then Column BA (AMOUNT) and Column BB (TAXES) BOTH values will be convert based on selected Currency in (Column L). 2. If you choose "Partial Conversion" then Column BA (AMOUNT) only will be converted based on selected currency (Column L) and Column BB (TAXES) value (INR) will be added to the converted values.
Note on K133: gepadmin: 1. If you choose "Full Conversion" then Column BA (AMOUNT) and Column BB (TAXES) BOTH values will be convert based on selected Currency in (Column L). 2. If you choose "Partial Conversion" then Column BA (AMOUNT) only will be converted based on selected currency (Column L) and Column BB (TAXES) value (INR) will be added to the converted values.
Note on K135: gepadmin: 1. If you choose "Full Conversion" then Column BA (AMOUNT) and Column BB (TAXES) BOTH values will be convert based on selected Currency in (Column L). 2. If you choose "Partial Conversion" then Column BA (AMOUNT) only will be converted based on selected currency (Column L) and Column BB (TAXES) value (INR) will be added to the converted values.
Note on K136: gepadmin: 1. If you choose "Full Conversion" then Column BA (AMOUNT) and Column BB (TAXES) BOTH values will be convert based on selected Currency in (Column L). 2. If you choose "Partial Conversion" then Column BA (AMOUNT) only will be converted based on selected currency (Column L) and Column BB (TAXES) value (INR) will be added to the converted values.
Note on K139: gepadmin: 1. If you choose "Full Conversion" then Column BA (AMOUNT) and Column BB (TAXES) BOTH values will be convert based on selected Currency in (Column L). 2. If you choose "Partial Conversion" then Column BA (AMOUNT) only will be converted based on selected currency (Column L) and Column BB (TAXES) value (INR) will be added to the converted values.
Note on K140: gepadmin: 1. If you choose "Full Conversion" then Column BA (AMOUNT) and Column BB (TAXES) BOTH values will be convert based on selected Currency in (Column L). 2. If you choose "Partial Conversion" then Column BA (AMOUNT) only will be converted based on selected currency (Column L) and Column BB (TAXES) value (INR) will be added to the converted values.
Note on K142: gepadmin: 1. If you choose "Full Conversion" then Column BA (AMOUNT) and Column BB (TAXES) BOTH values will be convert based on selected Currency in (Column L). 2. If you choose "Partial Conversion" then Column BA (AMOUNT) only will be converted based on selected currency (Column L) and Column BB (TAXES) value (INR) will be added to the converted values.
Note on K144: gepadmin: 1. If you choose "Full Conversion" then Column BA (AMOUNT) and Column BB (TAXES) BOTH values will be convert based on selected Currency in (Column L). 2. If you choose "Partial Conversion" then Column BA (AMOUNT) only will be converted based on selected currency (Column L) and Column BB (TAXES) value (INR) will be added to the converted values.
Note on K148: gepadmin: 1. If you choose "Full Conversion" then Column BA (AMOUNT) and Column BB (TAXES) BOTH values will be convert based on selected Currency in (Column L). 2. If you choose "Partial Conversion" then Column BA (AMOUNT) only will be converted based on selected currency (Column L) and Column BB (TAXES) value (INR) will be added to the converted values.
Note on K149: gepadmin: 1. If you choose "Full Conversion" then Column BA (AMOUNT) and Column BB (TAXES) BOTH values will be convert based on selected Currency in (Column L). 2. If you choose "Partial Conversion" then Column BA (AMOUNT) only will be converted based on selected currency (Column L) and Column BB (TAXES) value (INR) will be added to the converted values.
Note on K151: gepadmin: 1. If you choose "Full Conversion" then Column BA (AMOUNT) and Column BB (TAXES) BOTH values will be convert based on selected Currency in (Column L). 2. If you choose "Partial Conversion" then Column BA (AMOUNT) only will be converted based on selected currency (Column L) and Column BB (TAXES) value (INR) will be added to the converted values.
Note on K153: gepadmin: 1. If you choose "Full Conversion" then Column BA (AMOUNT) and Column BB (TAXES) BOTH values will be convert based on selected Currency in (Column L). 2. If you choose "Partial Conversion" then Column BA (AMOUNT) only will be converted based on selected currency (Column L) and Column BB (TAXES) value (INR) will be added to the converted values.
Note on K156: gepadmin: 1. If you choose "Full Conversion" then Column BA (AMOUNT) and Column BB (TAXES) BOTH values will be convert based on selected Currency in (Column L). 2. If you choose "Partial Conversion" then Column BA (AMOUNT) only will be converted based on selected currency (Column L) and Column BB (TAXES) value (INR) will be added to the converted values.
Note on K158: gepadmin: 1. If you choose "Full Conversion" then Column BA (AMOUNT) and Column BB (TAXES) BOTH values will be convert based on selected Currency in (Column L). 2. If you choose "Partial Conversion" then Column BA (AMOUNT) only will be converted based on selected currency (Column L) and Column BB (TAXES) value (INR) will be added to the converted values.
Note on K159: gepadmin: 1. If you choose "Full Conversion" then Column BA (AMOUNT) and Column BB (TAXES) BOTH values will be convert based on selected Currency in (Column L). 2. If you choose "Partial Conversion" then Column BA (AMOUNT) only will be converted based on selected currency (Column L) and Column BB (TAXES) value (INR) will be added to the converted values.
Note on K160: gepadmin: 1. If you choose "Full Conversion" then Column BA (AMOUNT) and Column BB (TAXES) BOTH values will be convert based on selected Currency in (Column L). 2. If you choose "Partial Conversion" then Column BA (AMOUNT) only will be converted based on selected currency (Column L) and Column BB (TAXES) value (INR) will be added to the converted values.
Note on K162: gepadmin: 1. If you choose "Full Conversion" then Column BA (AMOUNT) and Column BB (TAXES) BOTH values will be convert based on selected Currency in (Column L). 2. If you choose "Partial Conversion" then Column BA (AMOUNT) only will be converted based on selected currency (Column L) and Column BB (TAXES) value (INR) will be added to the converted values.
Note on K164: gepadmin: 1. If you choose "Full Conversion" then Column BA (AMOUNT) and Column BB (TAXES) BOTH values will be convert based on selected Currency in (Column L). 2. If you choose "Partial Conversion" then Column BA (AMOUNT) only will be converted based on selected currency (Column L) and Column BB (TAXES) value (INR) will be added to the converted values.
Note on K165: gepadmin: 1. If you choose "Full Conversion" then Column BA (AMOUNT) and Column BB (TAXES) BOTH values will be convert based on selected Currency in (Column L). 2. If you choose "Partial Conversion" then Column BA (AMOUNT) only will be converted based on selected currency (Column L) and Column BB (TAXES) value (INR) will be added to the converted values.
Note on K168: gepadmin: 1. If you choose "Full Conversion" then Column BA (AMOUNT) and Column BB (TAXES) BOTH values will be convert based on selected Currency in (Column L). 2. If you choose "Partial Conversion" then Column BA (AMOUNT) only will be converted based on selected currency (Column L) and Column BB (TAXES) value (INR) will be added to the converted values.
Note on K169: gepadmin: 1. If you choose "Full Conversion" then Column BA (AMOUNT) and Column BB (TAXES) BOTH values will be convert based on selected Currency in (Column L). 2. If you choose "Partial Conversion" then Column BA (AMOUNT) only will be converted based on selected currency (Column L) and Column BB (TAXES) value (INR) will be added to the converted values.
Note on K170: gepadmin: 1. If you choose "Full Conversion" then Column BA (AMOUNT) and Column BB (TAXES) BOTH values will be convert based on selected Currency in (Column L). 2. If you choose "Partial Conversion" then Column BA (AMOUNT) only will be converted based on selected currency (Column L) and Column BB (TAXES) value (INR) will be added to the converted values.
Note on K171: gepadmin: 1. If you choose "Full Conversion" then Column BA (AMOUNT) and Column BB (TAXES) BOTH values will be convert based on selected Currency in (Column L). 2. If you choose "Partial Conversion" then Column BA (AMOUNT) only will be converted based on selected currency (Column L) and Column BB (TAXES) value (INR) will be added to the converted values.
Note on K172: gepadmin: 1. If you choose "Full Conversion" then Column BA (AMOUNT) and Column BB (TAXES) BOTH values will be convert based on selected Currency in (Column L). 2. If you choose "Partial Conversion" then Column BA (AMOUNT) only will be converted based on selected currency (Column L) and Column BB (TAXES) value (INR) will be added to the converted values.
Note on K173: gepadmin: 1. If you choose "Full Conversion" then Column BA (AMOUNT) and Column BB (TAXES) BOTH values will be convert based on selected Currency in (Column L). 2. If you choose "Partial Conversion" then Column BA (AMOUNT) only will be converted based on selected currency (Column L) and Column BB (TAXES) value (INR) will be added to the converted values.
Note on K174: gepadmin: 1. If you choose "Full Conversion" then Column BA (AMOUNT) and Column BB (TAXES) BOTH values will be convert based on selected Currency in (Column L). 2. If you choose "Partial Conversion" then Column BA (AMOUNT) only will be converted based on selected currency (Column L) and Column BB (TAXES) value (INR) will be added to the converted values.
Note on K175: gepadmin: 1. If you choose "Full Conversion" then Column BA (AMOUNT) and Column BB (TAXES) BOTH values will be convert based on selected Currency in (Column L). 2. If you choose "Partial Conversion" then Column BA (AMOUNT) only will be converted based on selected currency (Column L) and Column BB (TAXES) value (INR) will be added to the converted values.
Note on K176: gepadmin: 1. If you choose "Full Conversion" then Column BA (AMOUNT) and Column BB (TAXES) BOTH values will be convert based on selected Currency in (Column L). 2. If you choose "Partial Conversion" then Column BA (AMOUNT) only will be converted based on selected currency (Column L) and Column BB (TAXES) value (INR) will be added to the converted values.
Note on K177: gepadmin: 1. If you choose "Full Conversion" then Column BA (AMOUNT) and Column BB (TAXES) BOTH values will be convert based on selected Currency in (Column L). 2. If you choose "Partial Conversion" then Column BA (AMOUNT) only will be converted based on selected currency (Column L) and Column BB (TAXES) value (INR) will be added to the converted values.
Note on K178: gepadmin: 1. If you choose "Full Conversion" then Column BA (AMOUNT) and Column BB (TAXES) BOTH values will be convert based on selected Currency in (Column L). 2. If you choose "Partial Conversion" then Column BA (AMOUNT) only will be converted based on selected currency (Column L) and Column BB (TAXES) value (INR) will be added to the converted values.
Note on K180: gepadmin: 1. If you choose "Full Conversion" then Column BA (AMOUNT) and Column BB (TAXES) BOTH values will be convert based on selected Currency in (Column L). 2. If you choose "Partial Conversion" then Column BA (AMOUNT) only will be converted based on selected currency (Column L) and Column BB (TAXES) value (INR) will be added to the converted values.
Note on K181: gepadmin: 1. If you choose "Full Conversion" then Column BA (AMOUNT) and Column BB (TAXES) BOTH values will be convert based on selected Currency in (Column L). 2. If you choose "Partial Conversion" then Column BA (AMOUNT) only will be converted based on selected currency (Column L) and Column BB (TAXES) value (INR) will be added to the converted values.
Note on K182: gepadmin: 1. If you choose "Full Conversion" then Column BA (AMOUNT) and Column BB (TAXES) BOTH values will be convert based on selected Currency in (Column L). 2. If you choose "Partial Conversion" then Column BA (AMOUNT) only will be converted based on selected currency (Column L) and Column BB (TAXES) value (INR) will be added to the converted values.
Note on K184: gepadmin: 1. If you choose "Full Conversion" then Column BA (AMOUNT) and Column BB (TAXES) BOTH values will be convert based on selected Currency in (Column L). 2. If you choose "Partial Conversion" then Column BA (AMOUNT) only will be converted based on selected currency (Column L) and Column BB (TAXES) value (INR) will be added to the converted values.
Note on K185: gepadmin: 1. If you choose "Full Conversion" then Column BA (AMOUNT) and Column BB (TAXES) BOTH values will be convert based on selected Currency in (Column L). 2. If you choose "Partial Conversion" then Column BA (AMOUNT) only will be converted based on selected currency (Column L) and Column BB (TAXES) value (INR) will be added to the converted values.
Note on K186: gepadmin: 1. If you choose "Full Conversion" then Column BA (AMOUNT) and Column BB (TAXES) BOTH values will be convert based on selected Currency in (Column L). 2. If you choose "Partial Conversion" then Column BA (AMOUNT) only will be converted based on selected currency (Column L) and Column BB (TAXES) value (INR) will be added to the converted values.
Note on K187: gepadmin: 1. If you choose "Full Conversion" then Column BA (AMOUNT) and Column BB (TAXES) BOTH values will be convert based on selected Currency in (Column L). 2. If you choose "Partial Conversion" then Column BA (AMOUNT) only will be converted based on selected currency (Column L) and Column BB (TAXES) value (INR) will be added to the converted values.
Note on K188: gepadmin: 1. If you choose "Full Conversion" then Column BA (AMOUNT) and Column BB (TAXES) BOTH values will be convert based on selected Currency in (Column L). 2. If you choose "Partial Conversion" then Column BA (AMOUNT) only will be converted based on selected currency (Column L) and Column BB (TAXES) value (INR) will be added to the converted values.
Note on K189: gepadmin: 1. If you choose "Full Conversion" then Column BA (AMOUNT) and Column BB (TAXES) BOTH values will be convert based on selected Currency in (Column L). 2. If you choose "Partial Conversion" then Column BA (AMOUNT) only will be converted based on selected currency (Column L) and Column BB (TAXES) value (INR) will be added to the converted values.
Note on K192: gepadmin: 1. If you choose "Full Conversion" then Column BA (AMOUNT) and Column BB (TAXES) BOTH values will be convert based on selected Currency in (Column L). 2. If you choose "Partial Conversion" then Column BA (AMOUNT) only will be converted based on selected currency (Column L) and Column BB (TAXES) value (INR) will be added to the converted values.
Note on K195: gepadmin: 1. If you choose "Full Conversion" then Column BA (AMOUNT) and Column BB (TAXES) BOTH values will be convert based on selected Currency in (Column L). 2. If you choose "Partial Conversion" then Column BA (AMOUNT) only will be converted based on selected currency (Column L) and Column BB (TAXES) value (INR) will be added to the converted values.
Note on K196: gepadmin: 1. If you choose "Full Conversion" then Column BA (AMOUNT) and Column BB (TAXES) BOTH values will be convert based on selected Currency in (Column L). 2. If you choose "Partial Conversion" then Column BA (AMOUNT) only will be converted based on selected currency (Column L) and Column BB (TAXES) value (INR) will be added to the converted values.
Note on K199: gepadmin: 1. If you choose "Full Conversion" then Column BA (AMOUNT) and Column BB (TAXES) BOTH values will be convert based on selected Currency in (Column L). 2. If you choose "Partial Conversion" then Column BA (AMOUNT) only will be converted based on selected currency (Column L) and Column BB (TAXES) value (INR) will be added to the converted values.
Note on K203: gepadmin: 1. If you choose "Full Conversion" then Column BA (AMOUNT) and Column BB (TAXES) BOTH values will be convert based on selected Currency in (Column L). 2. If you choose "Partial Conversion" then Column BA (AMOUNT) only will be converted based on selected currency (Column L) and Column BB (TAXES) value (INR) will be added to the converted values.
Note on K205: gepadmin: 1. If you choose "Full Conversion" then Column BA (AMOUNT) and Column BB (TAXES) BOTH values will be convert based on selected Currency in (Column L). 2. If you choose "Partial Conversion" then Column BA (AMOUNT) only will be converted based on selected currency (Column L) and Column BB (TAXES) value (INR) will be added to the converted values.
Note on K206: gepadmin: 1. If you choose "Full Conversion" then Column BA (AMOUNT) and Column BB (TAXES) BOTH values will be convert based on selected Currency in (Column L). 2. If you choose "Partial Conversion" then Column BA (AMOUNT) only will be converted based on selected currency (Column L) and Column BB (TAXES) value (INR) will be added to the converted values.
Note on K208: gepadmin: 1. If you choose "Full Conversion" then Column BA (AMOUNT) and Column BB (TAXES) BOTH values will be convert based on selected Currency in (Column L). 2. If you choose "Partial Conversion" then Column BA (AMOUNT) only will be converted based on selected currency (Column L) and Column BB (TAXES) value (INR) will be added to the converted values.
Note on K209: gepadmin: 1. If you choose "Full Conversion" then Column BA (AMOUNT) and Column BB (TAXES) BOTH values will be convert based on selected Currency in (Column L). 2. If you choose "Partial Conversion" then Column BA (AMOUNT) only will be converted based on selected currency (Column L) and Column BB (TAXES) value (INR) will be added to the converted values.
Note on K210: gepadmin: 1. If you choose "Full Conversion" then Column BA (AMOUNT) and Column BB (TAXES) BOTH values will be convert based on selected Currency in (Column L). 2. If you choose "Partial Conversion" then Column BA (AMOUNT) only will be converted based on selected currency (Column L) and Column BB (TAXES) value (INR) will be added to the converted values.
Note on K211: gepadmin: 1. If you choose "Full Conversion" then Column BA (AMOUNT) and Column BB (TAXES) BOTH values will be convert based on selected Currency in (Column L). 2. If you choose "Partial Conversion" then Column BA (AMOUNT) only will be converted based on selected currency (Column L) and Column BB (TAXES) value (INR) will be added to the converted values.
Note on K212: gepadmin: 1. If you choose "Full Conversion" then Column BA (AMOUNT) and Column BB (TAXES) BOTH values will be convert based on selected Currency in (Column L). 2. If you choose "Partial Conversion" then Column BA (AMOUNT) only will be converted based on selected currency (Column L) and Column BB (TAXES) value (INR) will be added to the converted values.
Note on K214: gepadmin: 1. If you choose "Full Conversion" then Column BA (AMOUNT) and Column BB (TAXES) BOTH values will be convert based on selected Currency in (Column L). 2. If you choose "Partial Conversion" then Column BA (AMOUNT) only will be converted based on selected currency (Column L) and Column BB (TAXES) value (INR) will be added to the converted values.
Note on K215: gepadmin: 1. If you choose "Full Conversion" then Column BA (AMOUNT) and Column BB (TAXES) BOTH values will be convert based on selected Currency in (Column L). 2. If you choose "Partial Conversion" then Column BA (AMOUNT) only will be converted based on selected currency (Column L) and Column BB (TAXES) value (INR) will be added to the converted values.
Note on K216: gepadmin: 1. If you choose "Full Conversion" then Column BA (AMOUNT) and Column BB (TAXES) BOTH values will be convert based on selected Currency in (Column L). 2. If you choose "Partial Conversion" then Column BA (AMOUNT) only will be converted based on selected currency (Column L) and Column BB (TAXES) value (INR) will be added to the converted values.
Note on K218: gepadmin: 1. If you choose "Full Conversion" then Column BA (AMOUNT) and Column BB (TAXES) BOTH values will be convert based on selected Currency in (Column L). 2. If you choose "Partial Conversion" then Column BA (AMOUNT) only will be converted based on selected currency (Column L) and Column BB (TAXES) value (INR) will be added to the converted values.
Note on K219: gepadmin: 1. If you choose "Full Conversion" then Column BA (AMOUNT) and Column BB (TAXES) BOTH values will be convert based on selected Currency in (Column L). 2. If you choose "Partial Conversion" then Column BA (AMOUNT) only will be converted based on selected currency (Column L) and Column BB (TAXES) value (INR) will be added to the converted values.
Note on K220: gepadmin: 1. If you choose "Full Conversion" then Column BA (AMOUNT) and Column BB (TAXES) BOTH values will be convert based on selected Currency in (Column L). 2. If you choose "Partial Conversion" then Column BA (AMOUNT) only will be converted based on selected currency (Column L) and Column BB (TAXES) value (INR) will be added to the converted values.
Note on K221: gepadmin: 1. If you choose "Full Conversion" then Column BA (AMOUNT) and Column BB (TAXES) BOTH values will be convert based on selected Currency in (Column L). 2. If you choose "Partial Conversion" then Column BA (AMOUNT) only will be converted based on selected currency (Column L) and Column BB (TAXES) value (INR) will be added to the converted values.
Note on K222: gepadmin: 1. If you choose "Full Conversion" then Column BA (AMOUNT) and Column BB (TAXES) BOTH values will be convert based on selected Currency in (Column L). 2. If you choose "Partial Conversion" then Column BA (AMOUNT) only will be converted based on selected currency (Column L) and Column BB (TAXES) value (INR) will be added to the converted values.
Note on K223: gepadmin: 1. If you choose "Full Conversion" then Column BA (AMOUNT) and Column BB (TAXES) BOTH values will be convert based on selected Currency in (Column L). 2. If you choose "Partial Conversion" then Column BA (AMOUNT) only will be converted based on selected currency (Column L) and Column BB (TAXES) value (INR) will be added to the converted values.
Note on K226: gepadmin: 1. If you choose "Full Conversion" then Column BA (AMOUNT) and Column BB (TAXES) BOTH values will be convert based on selected Currency in (Column L). 2. If you choose "Partial Conversion" then Column BA (AMOUNT) only will be converted based on selected currency (Column L) and Column BB (TAXES) value (INR) will be added to the converted values.
Note on K229: gepadmin: 1. If you choose "Full Conversion" then Column BA (AMOUNT) and Column BB (TAXES) BOTH values will be convert based on selected Currency in (Column L). 2. If you choose "Partial Conversion" then Column BA (AMOUNT) only will be converted based on selected currency (Column L) and Column BB (TAXES) value (INR) will be added to the converted values.
Note on K230: gepadmin: 1. If you choose "Full Conversion" then Column BA (AMOUNT) and Column BB (TAXES) BOTH values will be convert based on selected Currency in (Column L). 2. If you choose "Partial Conversion" then Column BA (AMOUNT) only will be converted based on selected currency (Column L) and Column BB (TAXES) value (INR) will be added to the converted values.
Note on K233: gepadmin: 1. If you choose "Full Conversion" then Column BA (AMOUNT) and Column BB (TAXES) BOTH values will be convert based on selected Currency in (Column L). 2. If you choose "Partial Conversion" then Column BA (AMOUNT) only will be converted based on selected currency (Column L) and Column BB (TAXES) value (INR) will be added to the converted values.
Note on K237: gepadmin: 1. If you choose "Full Conversion" then Column BA (AMOUNT) and Column BB (TAXES) BOTH values will be convert based on selected Currency in (Column L). 2. If you choose "Partial Conversion" then Column BA (AMOUNT) only will be converted based on selected currency (Column L) and Column BB (TAXES) value (INR) will be added to the converted values.
Note on K239: gepadmin: 1. If you choose "Full Conversion" then Column BA (AMOUNT) and Column BB (TAXES) BOTH values will be convert based on selected Currency in (Column L). 2. If you choose "Partial Conversion" then Column BA (AMOUNT) only will be converted based on selected currency (Column L) and Column BB (TAXES) value (INR) will be added to the converted values.
Note on K240: gepadmin: 1. If you choose "Full Conversion" then Column BA (AMOUNT) and Column BB (TAXES) BOTH values will be convert based on selected Currency in (Column L). 2. If you choose "Partial Conversion" then Column BA (AMOUNT) only will be converted based on selected currency (Column L) and Column BB (TAXES) value (INR) will be added to the converted values.
Note on K241: gepadmin: 1. If you choose "Full Conversion" then Column BA (AMOUNT) and Column BB (TAXES) BOTH values will be convert based on selected Currency in (Column L). 2. If you choose "Partial Conversion" then Column BA (AMOUNT) only will be converted based on selected currency (Column L) and Column BB (TAXES) value (INR) will be added to the converted values.
Note on K242: gepadmin: 1. If you choose "Full Conversion" then Column BA (AMOUNT) and Column BB (TAXES) BOTH values will be convert based on selected Currency in (Column L). 2. If you choose "Partial Conversion" then Column BA (AMOUNT) only will be converted based on selected currency (Column L) and Column BB (TAXES) value (INR) will be added to the converted values.
Note on K243: gepadmin: 1. If you choose "Full Conversion" then Column BA (AMOUNT) and Column BB (TAXES) BOTH values will be convert based on selected Currency in (Column L). 2. If you choose "Partial Conversion" then Column BA (AMOUNT) only will be converted based on selected currency (Column L) and Column BB (TAXES) value (INR) will be added to the converted values.
Note on K246: gepadmin: 1. If you choose "Full Conversion" then Column BA (AMOUNT) and Column BB (TAXES) BOTH values will be convert based on selected Currency in (Column L). 2. If you choose "Partial Conversion" then Column BA (AMOUNT) only will be converted based on selected currency (Column L) and Column BB (TAXES) value (INR) will be added to the converted values.
Note on K250: gepadmin: 1. If you choose "Full Conversion" then Column BA (AMOUNT) and Column BB (TAXES) BOTH values will be convert based on selected Currency in (Column L). 2. If you choose "Partial Conversion" then Column BA (AMOUNT) only will be converted based on selected currency (Column L) and Column BB (TAXES) value (INR) will be added to the converted values.
Note on K253: gepadmin: 1. If you choose "Full Conversion" then Column BA (AMOUNT) and Column BB (TAXES) BOTH values will be convert based on selected Currency in (Column L). 2. If you choose "Partial Conversion" then Column BA (AMOUNT) only will be converted based on selected currency (Column L) and Column BB (TAXES) value (INR) will be added to the converted values.
Note on K97: gepadmin: 1. If you choose "Full Conversion" then Column BA (AMOUNT) and Column BB (TAXES) BOTH values will be convert based on selected Currency in (Column L). 2. If you choose "Partial Conversion" then Column BA (AMOUNT) only will be converted based on selected currency (Column L) and Column BB (TAXES) value (INR) will be added to the converted values.
Note on K207: gepadmin: 1. If you choose "Full Conversion" then Column BA (AMOUNT) and Column BB (TAXES) BOTH values will be convert based on selected Currency in (Column L). 2. If you choose "Partial Conversion" then Column BA (AMOUNT) only will be converted based on selected currency (Column L) and Column BB (TAXES) value (INR) will be added to the converted values.

## Macros
Please Enable Macros to View BoQ information