## BoQ1 (hidden)
Percentage BoQ
BoQ_Ver3.0 | Percentage | Normal | INR Only | INR
Select, At Par, Excess (+), Less (-) |  | IOCL
Tender Inviting Authority: The Assistant Chief Engineer, W.B.P.H&.I.D.Corpn. Ltd.
Name of Work: Construction of two units of two storied Trainers Hostels for CIF at Salboni in Place of Salua in the district of Paschim Medinipur under MPF Scheme 2011-12.
Contract No: WBPHIDCL/ACE/NIT- 98(e)/2017-2018 (1st Call)
Bidder Name :
PRICE SCHEDULE (This BOQ template must not be modified/replaced by the bidder and the same should be uploaded after filling the relevent columns, else the bidder is liable to be rejected for this tender. Bidders are allowed to enter the Bidder Name and Values only )
NUMBER # | TEXT # | TEXT # | NUMBER # | TEXT # | NUMBER | NUMBER | TEXT | TEXT # | NUMBER # | TEXT# | TEXT # | NUMBER # | NUMBER | NUMBER | NUMBER | NUMBER | TEXT | TEXT | NUMBER | NUMBER | NUMBER | NUMBER | TEXT | TEXT | NUMBER | NUMBER | NUMBER | NUMBER | TEXT | TEXT | NUMBER | NUMBER | NUMBER | NUMBER | TEXT | TEXT | NUMBER | NUMBER | NUMBER | NUMBER | TEXT | TEXT | NUMBER | NUMBER | NUMBER # | NUMBER # | TEXT | TEXT | NUMBER # | NUMBER # | DATE | NUMBER # | NUMBER # | TEXT #
Sl. No. | Item Description | Item Code / Make | Quantity | Units | Estimated Rate |  |  | Addition / Deduction | Addition / Deduction Values | Currency Convertion against each Item | Quoted Currency in INR / Other Currency | BASIC RATE In Figures To be entered by the Bidder Rs. P | Excise Duty | VAT | Freight Charges ( Unloading & Stacking) | Any Other Taxes/Duties/Levies |  |  | Other Taxes 2 | IIIrd Party i.e DGS&D / RITES etc Inspection Charges @0.34%+Service Tax | Less for Cenvat Credit,if any respect of Supplies Under full Excise Duty Category | [30 empty] | TOTAL AMOUNT Without Taxes | TOTAL AMOUNT With Taxes | TOTAL AMOUNT In Words
1 | 2 | 3 | 4 | 5 | 6 | 7 | 8 | 9 | 10 | 11 | 12 | 13 | 14 | 15 | 16 | 17 | 18 | 19 | 20 | 21 | 22 | 23 | 24 | 25 | 26 | 27 | 28 | 29 | 30 | 31 | 32 | 33 | 34 | 35 | 36 | 37 | 38 | 39 | 40 | 41 | 42 | 43 | 44 | 45 | 46 | 47 | 48 | 49 | 50 | 51 | 52 | 53 | 54 | 55
1 | Civil works | BI01010001010000000000000515BI0100001112 | [52 empty] | 1 | Construction of chamber for 100mm sluices valve | item1 | 10 | 1 Nos
2 | Surface Dressing of the ground in any kind of soil including removing vegetation inequalities not exceeding 15 cm depth and disposal of the rubbish within a lead upto 75 m as directed. | BI01010001010000000000000515BI0100001113 | 770 | SqM | 11 |  |  | Excess(+) | 1 | Full Conversion | INR | [40 empty] | 8470 | 8470 | INR Eight Thousand Four Hundred & Seventy Only | 2 | Construction of chamber for 100mm sluices valve | item3 | 10 | Nos
3 | Earth work in excavation of foundation trenches of drains, in all sorts of soil (including mixed soil but excluding laterite or sandstone) including removing spreading or stacking the spoils with in a lead of 75m. As directed. The item includes necessary trim-ming the sides of trenches, levelling, dressing and ramming the bottom, bailing out water etc. as required complete. Depth of excavation not execeeding 1,500 mm | BI01010001010000000000000515BI0100001114 | 896 | CuM. | 120.47 |  |  | Excess(+) | 1 | Full Conversion | INR | [40 empty] | 107941.12 | 107941.12 | INR One Lakh Seven Thousand Nine Hundred & Forty One and Paise Twelve Only | 3 | Supplying, Conveying and fixing spls. Including ea | item4 | 10 | Nos
4 | Earth work in filling in foundation trenches or plinth with good earth, in layer not exceeding 150mm including watering and ramming etc. layer by layer complete a) With earth obtained from excavation of foundation. | BI01010001010000000000000515BI0100001115 | 610 | CuM. | 78.31 |  |  | Excess(+) | 1 | Full Conversion | INR | [40 empty] | 47769.1 | 47769.1 | INR Forty Seven Thousand Seven Hundred & Sixty Nine and Paise Ten Only | 1.01 | Supplying, Conveying and fixing spls. Including eart | item1 | 123.223 | Nos
5 | (I) Cement concrete with graded stone ballast (40 mm size excluding shuttering) In ground floor (B)With Pakur Variety 1:3:6 | BI01010001010000000000000515BI0100001116 | 74 | CuM. | 5757 |  |  | Excess(+) | 1 | Full Conversion | INR | [40 empty] | 426018 | 426018 | INR Four Lakh Twenty Six Thousand &Eighteen Only | 1.02 | Construction of chamber for 100mm sluice plates | item2 | 213 | Nos
6 | Controlled Cement concrete with well graded stone chips (20 mm nominal size) excluding shuttering and reinforcement with complete design of concrete as per IS : 456 and relevant special publications, submission of job mix formula after preliminary mix design after testing of concrete cubes as per direction of Engineer-in charge. Consumption of cement will not be less than 300 Kg of cement with Super plasticiser per cubic meter of controlled concrete but actual consumption will be determined on the basis of preliminary test and job mix foumula. In round floor and foundation.[using concrete mixture] (b) M 25 Grade GROUND FLOOR | BI01010001010000000000000515BI0100001117 | 460 | CuM. | 7410.03 |  |  | Excess(+) | 1 | Full Conversion | INR | [40 empty] | 3408613.8 | 3408613.8 | INR Thirty Four Lakh Eight Thousand Six Hundred & Thirteen and Paise Eighty Only | 2 | Construction of chamber for 100mm sluices valve | item3 | 10 | Nos
7 | Controlled Cement concrete with well graded stone chips (20 mm nominal size) excluding shuttering and reinforcement with complete design of concrete as per IS : 456 and relevant special publications, submission of job mix formula after preliminary mix design after testing of concrete cubes as per direction of Engineer-in charge. Consumption of cement will not be less than 300 Kg of cement with Super plasticiser per cubic meter of controlled concrete but actual consumption will be determined on the basis of preliminary test and job mix foumula. In round floor and foundation.[using concrete mixture] (b) M 25 Grade FIRST FLOOR (MUMTY) | BI01010001010000000000000515BI0100001118 | 170 | CuM. | 7506.03 |  |  | Excess(+) | 1 | Full Conversion | INR | [40 empty] | 1276025.1 | 1276025.1 | INR Twelve Lakh Seventy Six Thousand &Twenty Five and Paise Ten Only | 3 | Supplying, Conveying and fixing spls. Including ea | item4 | 10 | Nos
8 | Hire and labour charges for shuttering with centreing and necessary staging up to 4m using approved stout props thick hard wood planks of approved thickness with required bracing for concrete slabs, beams, columns, linteles curved or straight including fitting, fixing and striking out after complition of works upto roof og GF a) 25mm to 30mm thick wooden shuttering as per decision and direction of E.I.C GROUND FLOOR | BI01010001010000000000000515BI0100001119 | 2150 | SqM. | 343 |  |  | Excess(+) | 1 | Full Conversion | INR | [40 empty] | 737450 | 737450 | INR Seven Lakh Thirty Seven Thousand Four Hundred & Fifty Only | 1.01 | Supplying, Conveying and fixing spls. Including eart | item1 | 123.223 | Nos
9 | Hire and labour charges for shuttering with centreing and necessary staging up to 4m using approved stout props thick hard wood planks of approved thickness with required bracing for concrete slabs, beams, columns, linteles curved or straight including fitting, fixing and striking out after complition of works upto roof og GF a) 25mm to 30mm thick wooden shuttering as per decision and direction of E.I.C FIRST FLOOR & MUMTY | BI01010001010000000000000515BI0100001120 | 1435 | SqM. | 361 |  |  | Excess(+) | 1 | Full Conversion | INR | [40 empty] | 518035 | 518035 | INR Five Lakh Eighteen Thousand &Thirty Five Only
10 | Reinforcement for reinforced concrete work in all sorts structure including distribution bars, stirrups, binders etc. including of rods initial straightening and removal of loose rust (if necessary), cutting to requisite length , hooking and bending with 16 gauge black annealed wire at every inter section, complete as per drawing and direction. Other than SAIL/TATA/RINL For work in foundation,basement and and upto roof of Ground Floor/upto 4m | BI01010001010000000000000515BI0100001121 | 46 | M.T. | 62487 |  |  | Excess(+) | 1 | Full Conversion | INR | [40 empty] | 2874402 | 2874402 | INR Twenty Eight Lakh Seventy Four Thousand Four Hundred & Two Only
11 | Reinforcement for reinforced concrete work in all sorts structure including distribution bars, stirrups, binders etc. including of rods initial straightening and removal of loose rust (if necessary), cutting to requisite length , hooking and bending with 16 gauge black annealed wire at every inter section, complete as per drawing and direction. Other than SAIL/TATA/RINL FIRST FLOOR | BI01010001010000000000000515BI0100001122 | 17 | M.T. | 62927 |  |  | Excess(+) | 1 | Full Conversion | INR | [40 empty] | 1069759 | 1069759 | INR Ten Lakh Sixty Nine Thousand Seven Hundred & Fifty Nine Only
12 | Brick work with 1st class bricks in cement mortar (1:6) GL TO PL (a) In foundation and plinth | BI01010001010000000000000515BI0100001123 | 64 | CuM. | 5503 |  |  | Excess(+) | 1 | Full Conversion | INR | [40 empty] | 352192 | 352192 | INR Three Lakh Fifty Two Thousand One Hundred & Ninety Two Only
13 | Brick work with 1st class bricks in cement mortar (1:6) in Super Structure ,Ground Floor | BI01010001010000000000000515BI0100001124 | 91 | CuM. | 5728 |  |  | Excess(+) | 1 | Full Conversion | INR | [40 empty] | 521248 | 521248 | INR Five Lakh Twenty One Thousand Two Hundred & Forty Eight Only
14 | Brick work with 1st class bricks in cement mortar (1:6) in Super Structure ,FIRST FLOOR (MUMTY) | BI01010001010000000000000515BI0100001125 | 118 | CuM. | 5840 |  |  | Excess(+) | 1 | Full Conversion | INR | [40 empty] | 689120 | 689120 | INR Six Lakh Eighty Nine Thousand One Hundred & Twenty Only
15 | 125 mm. thick brick work with 1st class bricks in cement mortar (1:4) Extra for using approved H.B netting in every third layer in 29 & 30 above in any floor Ground Floor | BI01010001010000000000000515BI0100001126 | 252 | SqM | 805 |  |  | Excess(+) | 1 | Full Conversion | INR | [40 empty] | 202860 | 202860 | INR Two Lakh Two Thousand Eight Hundred & Sixty Only
16 | 125 mm. thick brick work with 1st class bricks in cement mortar (1:4) Extra for using approved H.B netting in every third layer in 29 & 30 above in any floor FIRST FLOOR & MUMTY | BI01010001010000000000000515BI0100001127 | 535 | SqM | 817 |  |  | Excess(+) | 1 | Full Conversion | INR | [40 empty] | 437095 | 437095 | INR Four Lakh Thirty Seven Thousand &Ninety Five Only
17 | 25mm. thick damp proof course with cement concrete with stone chips (1:1.5:3) [with graded stone aggregate 10 mm nominal size] and admixture of water proofing compound as per manufacturer's specification followed by two coat of polymer based paint, (1st coat after 4 to 5 days of concrete laying and 2 nd coat just before brick masonry work) as directed (cost of water proofing compound & polymer based paint to be paid separately).( Chequering not required over concrete or painted surface). [Note: - Waterproofing as per item NO 60, polymer based paint as per item 59 (a) of Section (C) | BI01010001010000000000000515BI0100001128 | 70 | SqM | 220 |  |  | Excess(+) | 1 | Full Conversion | INR | [40 empty] | 15400 | 15400 | INR Fifteen Thousand Four Hundred Only
18 | Labour for Chipping of concrete surface before taking up Plastering work. | BI01010001010000000000000515BI0100001129 | 3050 | Sqm | 21 |  |  | Excess(+) | 1 | Full Conversion | INR | [40 empty] | 64050 | 64050 | INR Sixty Four Thousand &Fifty Only
19 | Supplying solid flush type doors of commercial quality, the timber frame consisting of top and bottom rails and side styles of well seasoned timber 65mm wideeach and the entire frame fitted with 37.5mm wide battens places both ways in order to make the door of solid core and internal lipping with Garjan or similar wood veneerscomplete, including fitting, fixing shutters inposition but excluding the cost of hinges andother fittings in ground floor.(a) 35 mm thick shutters (single leaf) | BI01010001010000000000000515BI0100001130 | 120 | SQM | 3142 |  |  | Excess(+) | 1 | Full Conversion | INR | [40 empty] | 377040 | 377040 | INR Three Lakh Seventy Seven Thousand &Forty Only
20 | Wood work in door and window frame fitted and fixed in position complete including a protective coat of painting at the contact surface of the frame exluding cost of concrete, Iron Butt Hinges and M.S clamps. (The quantum should be correted upto three decimals). Sishu, Gamar, Champ, Badam, Bhola, Mogra, Hallak GROUND FLOOR | BI01010001010000000000000515BI0100001131 | 1.072 | Cum. | 81778 |  |  | Excess(+) | 1 | Full Conversion | INR | [40 empty] | 87666.02 | 87666.02 | INR Eighty Seven Thousand Six Hundred & Sixty Six and Paise Two Only
21 | Wood work in door and window frame fitted and fixed in position complete including a protective coat of painting at the contact surface of the frame exluding cost of concrete, Iron Butt Hinges and M.S clamps. (The quantum should be correted upto three decimals). Sishu, Gamar, Champ, Badam, Bhola, Mogra, Hallak FIRST FLOOR | BI01010001010000000000000515BI0100001132 | 1.378 | Cum. | 81978 |  |  | Excess(+) | 1 | Full Conversion | INR | [40 empty] | 112965.68 | 112965.68 | INR One Lakh Twelve Thousand Nine Hundred & Sixty Five and Paise Sixty Eight Only
22 | Supplying fitting and fixing P.V.C door shutter of approved quality & shade in position, the style & rail of the P.V.C door shutter will be made of rigid P.V.C multicavity hollow chamber of suitable size and section with 2.5mm wall thickness, the section , the section will have 2no built beds, horizontal & vertical section shall be fixed to each other by self tapping screws and 2 no of M.S tubular galvanised brackets of length 200mm X 80mm and other 100mm X 100mm both 18 gauge in each corner of the shutter frame for placing hinges, polymer based multicavity hollow section of 25mm thickness will be fitted in the middle with aluminium cleat and steel screws as lock rail, the section frame will then be fitted in by polymer based panels of suitable size and 2 no of 6mm dia. Bright rod will be inserted horizontally wilth both side check and nut system and streched where fixing of hinges / hasp bolt / tower bolt /door ring are required to be strong enough to with stand weae and tear. The rate if inclusive of cost of 100mm anodised aluminium hinges and cost of all materials and labour, hire of tools and plants and appliencies. Carriage of all materials taxes and all other incidential charges complete a) 37m thick shutter with 20mm thick panel(wall thickness1.2mm) and 90mm width styes and rails with lock rail 105mm GROUND FLOOR | BI01010001010000000000000515BI0100001133 | 22 | SQM | 2310 |  |  | Excess(+) | 1 | Full Conversion | INR | [40 empty] | 50820 | 50820 | INR Fifty Thousand Eight Hundred & Twenty Only
23 | Supplying fitting and fixing P.V.C door shutter of approved quality & shade in position, the style & rail of the P.V.C door shutter will be made of rigid P.V.C multicavity hollow chamber of suitable size and section with 2.5mm wall thickness, the section , the section will have 2no built beds, horizontal & vertical section shall be fixed to each other by self tapping screws and 2 no of M.S tubular galvanised brackets of length 200mm X 80mm and other 100mm X 100mm both 18 gauge in each corner of the shutter frame for placing hinges, polymer based multicavity hollow section of 25mm thickness will be fitted in the middle with aluminium cleat and steel screws as lock rail, the section frame will then be fitted in by polymer based panels of suitable size and 2 no of 6mm dia. Bright rod will be inserted horizontally wilth both side check and nut system and streched where fixing of hinges / hasp bolt / tower bolt /door ring are required to be strong enough to with stand weae and tear. The rate if inclusive of cost of 100mm anodised aluminium hinges and cost of all materials and labour, hire of tools and plants and appliencies. Carriage of all materials taxes and all other incidential charges complete a) 37m thick shutter with 20mm thick panel(wall thickness1.2mm) and 90mm width styes and rails with lock rail 105mm FIRST FLOOR | BI01010001010000000000000515BI0100001134 | 30 | SQM | 2325 |  |  | Excess(+) | 1 | Full Conversion | INR | [40 empty] | 69750 | 69750 | INR Sixty Nine Thousand Seven Hundred & Fifty Only
24 | Supplying fitting and fixing in position approved P.V.C. door frame (Matt finish) made of extruded P.V.C. multichamber hollow section having dimensions 60mm x 50mm x 2mm (+/-0.2mm), horizontal section will be joined with vertical section by galvanised steel screws after inserting two number steel brackets as reinforcement making suitable space for placing hinges, one steel tube 40mm x 20mm x 1.20 mm will be inserted on one full vertical side of the frame (hinge side) as reinforcement, the frame will then be fixed in the opening with the help of P.V.C. expandable fastner/wooden gutties and galvanised steel screws including cost of all materials and labour, hire charges of tools and appliances, carriage of all materials, taxes and all other incidental charges complete. | BI01010001010000000000000515BI0100001135 | 145 | Mtr. | 282 |  |  | Excess(+) | 1 | Full Conversion | INR | [40 empty] | 40890 | 40890 | INR Forty Thousand Eight Hundred & Ninety Only
25 | Plaster (to wall, floor, ceiling etc.) with sand and cement mortar including rounding off or chamfering corners as directed and raking out joints including throating, nosing and drip course, scaffolding/staging where necessary (Ground floor).[Excluding cost of chipping over concrete surface] (ii) With 1:4 cement mortar , b) 10 mm thick plaster. Ceiling Plaster Ground Floor | BI01010001010000000000000515BI0100001136 | 835 | SqM | 132 |  |  | Excess(+) | 1 | Full Conversion | INR | [40 empty] | 110220 | 110220 | INR One Lakh Ten Thousand Two Hundred & Twenty Only
26 | Plaster (to wall, floor, ceiling etc.) with sand and cement mortar including rounding off or chamfering corners as directed and raking out joints including throating, nosing and drip course, scaffolding/staging where necessary (Ground floor).[Excluding cost of chipping over concrete surface] (ii) With 1:4 cement mortar , b) 10 mm thick plaster. Ceiling Plaster FIRST FLOOR & MUMTY | BI01010001010000000000000515BI0100001137 | 900 | SqM | 136 |  |  | Excess(+) | 1 | Full Conversion | INR | [40 empty] | 122400 | 122400 | INR One Lakh Twenty Two Thousand Four Hundred Only
27 | Plaster (to wall, floor, ceiling etc.) with sand and cement mortar including rounding off or chamfering corners as directed and raking out joints including throating, nosing and drip course, scaffolding/staging where necessary (Ground floor).[Excluding cost of chipping over concrete surface] With 6:1 cement mortar a) 20mm thick plaster(Outside) Ground Floor | BI01010001010000000000000515BI0100001138 | 490 | SqM | 166 |  |  | Excess(+) | 1 | Full Conversion | INR | [40 empty] | 81340 | 81340 | INR Eighty One Thousand Three Hundred & Forty Only
28 | Plaster (to wall, floor, ceiling etc.) with sand and cement mortar including rounding off or chamfering corners as directed and raking out joints including throating, nosing and drip course, scaffolding/staging where necessary (Ground floor).[Excluding cost of chipping over concrete surface] With 6:1 cement mortar a) 20mm thick plaster(Outside) FIRST FLOOR & MUMTY | BI01010001010000000000000515BI0100001139 | 960 | SqM | 170 |  |  | Excess(+) | 1 | Full Conversion | INR | [40 empty] | 163200 | 163200 | INR One Lakh Sixty Three Thousand Two Hundred Only
29 | Plaster (to wall, floor, ceiling etc.) with sand and cement mortar including rounding off or chamfering corners as directed and raking out joints including throating, nosing and drip course, scaffolding/staging where necessary (Ground floor).[Excluding cost of chipping over concrete surface] With 6:1 cement mortar b) 15mm thick plaster(Inside) Ground Floor | BI01010001010000000000000515BI0100001140 | 1100 | SqM | 144 |  |  | Excess(+) | 1 | Full Conversion | INR | [40 empty] | 158400 | 158400 | INR One Lakh Fifty Eight Thousand Four Hundred Only
30 | Plaster (to wall, floor, ceiling etc.) with sand and cement mortar including rounding off or chamfering corners as directed and raking out joints including throating, nosing and drip course, scaffolding/staging where necessary (Ground floor).[Excluding cost of chipping over concrete surface] With 6:1 cement mortar b) 15mm thick plaster(Inside) FIRST FLOOR & MUMTY | BI01010001010000000000000515BI0100001141 | 1430 | SqM | 148 |  |  | Excess(+) | 1 | Full Conversion | INR | [40 empty] | 211640 | 211640 | INR Two Lakh Eleven Thousand Six Hundred & Forty Only
31 | Net Cement Punning above 1.5mm thick in Wall dado,Window Sill Floor and Drain etc Note Cement 0.152 cum 100 Sqmts | BI01010001010000000000000515BI0100001142 | 293.97 | SqM | 38 |  |  | Excess(+) | 1 | Full Conversion | INR | [40 empty] | 11170.86 | 11170.86 | INR Eleven Thousand One Hundred & Seventy and Paise Eighty Six Only
32 | White washing including cleaning and smoothening surface thoroughly. Three coats (on new works only). | BI01010001010000000000000515BI0100001143 | 4400 | SqM | 20.81 |  |  | Excess(+) | 1 | Full Conversion | INR | [40 empty] | 91564 | 91564 | INR Ninety One Thousand Five Hundred & Sixty Four Only
33 | Applying decorative cement based paint of approved quality after preparing the surface including scraping the same thoroughly (plastered or concrete surface) as per manufacturer's specification. Ground Floor (External surface) | BI01010001010000000000000515BI0100001144 | 490 | SqM | 53 |  |  | Excess(+) | 1 | Full Conversion | INR | [40 empty] | 25970 | 25970 | INR Twenty Five Thousand Nine Hundred & Seventy Only
34 | Applying decorative cement based paint of approved quality after preparing the surface including scraping the same thoroughly (plastered or concrete surface) as per manufacturer's specification. FIRST FLOOR (MUMTY) (External surface) | BI01010001010000000000000515BI0100001145 | 960 | SqM | 53.72 |  |  | Excess(+) | 1 | Full Conversion | INR | [40 empty] | 51571.2 | 51571.2 | INR Fifty One Thousand Five Hundred & Seventy One and Paise Twenty Only
35 | (a) Primming One coat on Timber or Plaster surface with Synthetic Oil bound Primer of approved Quality inclusing smooting surface by sand Papering etc | BI01010001010000000000000515BI0100001146 | 371.808 | SqM | 41 |  |  | Excess(+) | 1 | Full Conversion | INR | [40 empty] | 15244.13 | 15244.13 | INR Fifteen Thousand Two Hundred & Forty Four and Paise Thirteen Only
36 | (b) Priming one coat on steel or other metal surface with synthetic oil bound primer of approved quality including smoothening surfaces by sand papering etc. | BI01010001010000000000000515BI0100001147 | 215 | SqM | 31 |  |  | Excess(+) | 1 | Full Conversion | INR | [40 empty] | 6665 | 6665 | INR Six Thousand Six Hundred & Sixty Five Only
37 | (A) Painting with best quality synthetic enamel paint of approved make and brand including smoothening surface by sand papering etc. including using of approved putty etc. on the surface, if necessary : (a) On timber or plastered surface :With super gloss (hi-gloss) -(iv) Two coats (with any shade except white) | BI01010001010000000000000515BI0100001148 | 380 | SqM | 89 |  |  | Excess(+) | 1 | Full Conversion | INR | [40 empty] | 33820 | 33820 | INR Thirty Three Thousand Eight Hundred & Twenty Only
38 | (b) Painting with best quality synthetic enamel paint of approved make and brand including smoothening surface by sand papering etc. including using of approved putty etc. on the surface, if necessaryb) iv) On Steel and other Metal Surface Two coat with any shade except white | BI01010001010000000000000515BI0100001149 | 215 | SqM | 86 |  |  | Excess(+) | 1 | Full Conversion | INR | [40 empty] | 18490 | 18490 | INR Eighteen Thousand Four Hundred & Ninety Only
39 | Artificial stone in floor, dado, staircase etc with cement concrete (1:2:4) with stone chips, laid in panels as directed with topping made with ordinary or white cement (as necessary) and marble dust in proportion (1:2) including smooth finishing and rounding off corners including raking out joints or roughening of concrete surface and application of cement slurry before flooring works using cement @ 1.75 kg/sq.m all complete including all materials and labour. In ground floor.3 mm. thick topping (High polishing grinding on this item is not permitted with ordinary cement). Using grey cement (ii) 35 mm. thick GROUND FLOOR | BI01010001010000000000000515BI0100001150 | 495 | SqM | 369 |  |  | Excess(+) | 1 | Full Conversion | INR | [40 empty] | 182655 | 182655 | INR One Lakh Eighty Two Thousand Six Hundred & Fifty Five Only
40 | Artificial stone in floor, dado, staircase etc with cement concrete (1:2:4) with stone chips, laid in panels as directed with topping made with ordinary or white cement (as necessary) and marble dust in proportion (1:2) including smooth finishing and rounding off corners including raking out joints or roughening of concrete surface and application of cement slurry before flooring works using cement @ 1.75 kg/sq.m all complete including all materials and labour. In ground floor.3 mm. thick topping (High polishing grinding on this item is not permitted with ordinary cement). Using grey cement (ii) 35 mm. thick FIRST FLOOR | BI01010001010000000000000515BI0100001151 | 485 | SqM | 374.535 |  |  | Excess(+) | 1 | Full Conversion | INR | [40 empty] | 181649.48 | 181649.48 | INR One Lakh Eighty One Thousand Six Hundred & Forty Nine and Paise Forty Eight Only
41 | Supplying, fitting & fixing 1st quality Ceramic tiles in walls and floors to match with the existing work & 4 nos. of key stones (10mm) fixed with araldite at the back of each tile & finishing the joints with white cement mixed with colouring oxide if required to match the colour of tiles including roughening of concrete surface, if necessary or by synthetic adhesive & grout materials etc.(A) Floor With Sand Cement Mortar (1:4) 20 mm thick & 2 mm thick cement slurry at back side of tiles using cement @ 2.91 Kg/Sq.m & joint filling using white cement slurry @ 0.20kg/Sq.m (a) Area of each tile upto 0.09 Sq.m (i) Coloured decorative Ground Floor Floor tiles fixing | BI01010001010000000000000515BI0100001152 | 60 | Sqm | 778 |  |  | Excess(+) | 1 | Full Conversion | INR | [40 empty] | 46680 | 46680 | INR Forty Six Thousand Six Hundred & Eighty Only
42 | Supplying, fitting & fixing 1st quality Ceramic tiles in walls and floors to match with the existing work & 4 nos. of key stones (10mm) fixed with araldite at the back of each tile & finishing the joints with white cement mixed with colouring oxide if required to match the colour of tiles including roughening of concrete surface, if necessary or by synthetic adhesive & grout materials etc.(A) Floor With Sand Cement Mortar (1:4) 20 mm thick & 2 mm thick cement slurry at back side of tiles using cement @ 2.91 Kg/Sq.m & joint filling using white cement slurry @ 0.20kg/Sq.m (a) Area of each tile upto 0.09 Sq.m (i) Coloured decorative First Floor Floor tiles fixing | BI01010001010000000000000515BI0100001153 | 80 | Sqm | 783 |  |  | Excess(+) | 1 | Full Conversion | INR | [40 empty] | 62640 | 62640 | INR Sixty Two Thousand Six Hundred & Forty Only
43 | Supplying, fitting & fixing 1st quality Ceramic tiles in walls and floors to match with the existing work & 4 nos. of key stones (10mm) fixed with araldite at the back of each tile & finishing the joints with white cement mixed with colouring oxide if required to match the colour of tiles including roughening of concrete surface, if necessary or by synthetic adhesive & grout materials etc.(A) Floor With Sand Cement Mortar (1:4) 20 mm thick & 2 mm thick cement slurry at back side of tiles using cement @ 2.91 Kg/Sq.m & joint filling using white cement slurry @ 0.20kg/Sq.m (a) Area of each tile upto 0.09 Sq.m (i) Coloured decorative Ground Floor Wall tiles fixing | BI01010001010000000000000515BI0100001154 | 165 | SqM | 840 |  |  | Excess(+) | 1 | Full Conversion | INR | [40 empty] | 138600 | 138600 | INR One Lakh Thirty Eight Thousand Six Hundred Only
44 | Supplying, fitting & fixing 1st quality Ceramic tiles in walls and floors to match with the existing work & 4 nos. of key stones (10mm) fixed with araldite at the back of each tile & finishing the joints with white cement mixed with colouring oxide if required to match the colour of tiles including roughening of concrete surface, if necessary or by synthetic adhesive & grout materials etc.(A) Floor With Sand Cement Mortar (1:4) 20 mm thick & 2 mm thick cement slurry at back side of tiles using cement @ 2.91 Kg/Sq.m & joint filling using white cement slurry @ 0.20kg/Sq.m (a) Area of each tile upto 0.09 Sq.m (i) Coloured decorative First Floor Wall tiles fixing | BI01010001010000000000000515BI0100001155 | 250 | SqM | 845 |  |  | Excess(+) | 1 | Full Conversion | INR | [40 empty] | 211250 | 211250 | INR Two Lakh Eleven Thousand Two Hundred & Fifty Only
45 | Supplying, fitting and fixing Black Stone slab used in Kitchen slab, alcove, wardrobe etc. laid and jointed with necessary adhesive Cement mortar (1:2) including grinding or polishing as per direction of Engineer-in -Charge in Ground Floor a) Slab Thickness 20 to 25 mm Ground Floor | BI01010001010000000000000515BI0100001156 | 9.48 | SqM | 725 |  |  | Excess(+) | 1 | Full Conversion | INR | [40 empty] | 6873 | 6873 | INR Six Thousand Eight Hundred & Seventy Three Only
46 | Supplying, fitting and fixing windows and ventilators with or without integrated grills conforming to IS 1038-1975 and manufactured from rolled steel sections conforming to IS 7452-1974 with non-friction projecting type, box type hinges, glazing clips, lugs locking bracket, handle plate etc,including hoisting in position, straightening if required, fixing lugs in cement concrete (1:2:4) with stone chips 20 mm down cutting holes and mending good damages to match with existing surface complete in all respect excluding glazing. In Ground floor Flash butt welded windows and ventilators (No shop priming will be allowed to facilitate Openable steel windows as per IS sizes with side hung shutters and horizotal glazing bars with/without fixed type ventilators.[The extra rate admissible for the openable portion only FIXED TYPE GROUND FLOOR | BI01010001010000000000000515BI0100001157 | 7.25 | Sqm | 1330 |  |  | Excess(+) | 1 | Full Conversion | INR | [40 empty] | 9642.5 | 9642.5 | INR Nine Thousand Six Hundred & Forty Two and Paise Fifty Only
47 | Supplying, fitting and fixing windows and ventilators with or without integrated grills conforming to IS 1038-1975 and manufactured from rolled steel sections conforming to IS 7452-1974 with non-friction projecting type, box type hinges, glazing clips, lugs locking bracket, handle plate etc,including hoisting in position, straightening if required, fixing lugs in cement concrete (1:2:4) with stone chips 20 mm down cutting holes and mending good damages to match with existing surface complete in all respect excluding glazing. In Ground floor Flash butt welded windows and ventilators (No shop priming will be allowed to facilitate Openable steel windows as per IS sizes with side hung shutters and horizotal glazing bars with/without fixed type ventilators.[The extra rate admissible for the openable portion only FIXED TYPE FIRST FLOOR | BI01010001010000000000000515BI0100001158 | 9.6 | Sqm | 1345.96 |  |  | Excess(+) | 1 | Full Conversion | INR | [40 empty] | 12921.22 | 12921.22 | INR Twelve Thousand Nine Hundred & Twenty One and Paise Twenty Two Only
48 | Supplying best Indian sheet glass panes set in putty and fitted and fixed with nails and putty complete. (In all floors for internal wall & upto 6 m height for external wall) ii) 4 mm thick | BI01010001010000000000000515BI0100001159 | 182.85 | Sqm | 615 |  |  | Excess(+) | 1 | Full Conversion | INR | [40 empty] | 112452.75 | 112452.75 | INR One Lakh Twelve Thousand Four Hundred & Fifty Two and Paise Seventy Five Only
49 | Supplying, fitting and fixing windows and ventilators with or without integrated grills conforming to IS 1038-1975 and manufactured from rolled steel sections conforming to IS 7452-1974 with non-friction projecting type, box type hinges, glazing clips, lugs locking bracket, handle plate etc,including hoisting in position, straightening if required, fixing lugs in cement concrete (1:2:4) with stone chips 20 mm down cutting holes and mending good damages to match with existing surface complete in all respect excluding glazing. In Ground floor Flash butt welded windows and ventilators (No shop priming will be allowed to facilitate Openable steel windows as per IS sizes with side hung shutters and horizotal glazing bars with/without fixed type ventilators.[The extra rate admissible for the openable portion only Ground Floor | BI01010001010000000000000515BI0100001160 | 80 | Sqm | 1869 |  |  | Excess(+) | 1 | Full Conversion | INR | [40 empty] | 149520 | 149520 | INR One Lakh Forty Nine Thousand Five Hundred & Twenty Only
50 | Supplying, fitting and fixing windows and ventilators with or without integrated grills conforming to IS 1038-1975 and manufactured from rolled steel sections conforming to IS 7452-1974 with non-friction projecting type, box type hinges, glazing clips, lugs locking bracket, handle plate etc,including hoisting in position, straightening if required, fixing lugs in cement concrete (1:2:4) with stone chips 20 mm down cutting holes and mending good damages to match with existing surface complete in all respect excluding glazing. In Ground floor Flash butt welded windows and ventilators (No shop priming will be allowed to facilitate Openable steel windows as per IS sizes with side hung shutters and horizotal glazing bars with/without fixed type ventilators.[The extra rate admissible for the openable portion only First Floor | BI01010001010000000000000515BI0100001161 | 85 | Sqm | 1891.43 |  |  | Excess(+) | 1 | Full Conversion | INR | [40 empty] | 160771.55 | 160771.55 | INR One Lakh Sixty Thousand Seven Hundred & Seventy One and Paise Fifty Five Only
51 | Extra for fixing glass panes in steel window | BI01010001010000000000000515BI0100001162 | 165 | SqM | 67 |  |  | Excess(+) | 1 | Full Conversion | INR | [40 empty] | 11055 | 11055 | INR Eleven Thousand &Fifty Five Only
52 | v)Two point nose aluminium handle including fitting and fixing. | BI01010001010000000000000515BI0100001163 | 196 | Each | 46 |  |  | Excess(+) | 1 | Full Conversion | INR | [40 empty] | 9016 | 9016 | INR Nine Thousand &Sixteen Only
53 | vi)steel peg stay 300 mm long including fitting and fixing. | BI01010001010000000000000515BI0100001164 | 196 | Each | 29 |  |  | Excess(+) | 1 | Full Conversion | INR | [40 empty] | 5684 | 5684 | INR Five Thousand Six Hundred & Eighty Four Only
54 | a) M.S.or W.I. Ornamental grill of approved design joints continuously welded with M.S,W.I. Flats and bars of windows, railing etc. fitted and fixed with necessary screws and lugs in ground floor.(i) Grill weighing above 16 Kg./sq. mtr. GROUND FLOOR | BI01010001010000000000000515BI0100001165 | 18 | QTL | 8053 |  |  | Excess(+) | 1 | Full Conversion | INR | [40 empty] | 144954 | 144954 | INR One Lakh Forty Four Thousand Nine Hundred & Fifty Four Only
55 | a) M.S.or W.I. Ornamental grill of approved design joints continuously welded with M.S,W.I. Flats and bars of windows, railing etc. fitted and fixed with necessary screws and lugs in ground floor.(i) Grill weighing above 16 Kg./sq. mtr. FIRST FLOOR | BI01010001010000000000000515BI0100001166 | 21 | QTL | 8133.53 |  |  | Excess(+) | 1 | Full Conversion | INR | [40 empty] | 170804.13 | 170804.13 | INR One Lakh Seventy Thousand Eight Hundred & Four and Paise Thirteen Only
56 | Supplying,fitting and Fixing MS Clamps for Door and Window frame made of Flat bend Bar , end bifurcated with necessary screws etc by cement concrete (1:2:4) as per direction.(Cost of Concrete will be paid Seperately) 40mm x 6mm ,250 mm length | BI01010001010000000000000515BI0100001167 | 390 | Each | 33 |  |  | Excess(+) | 1 | Full Conversion | INR | [40 empty] | 12870 | 12870 | INR Twelve Thousand Eight Hundred & Seventy Only
57 | Iron butt hinges of approved quality fitted and fixed with steel screws, with ISI mark 100mm X 50mm X 1.25mm | BI01010001010000000000000515BI0100001168 | 195 | Each | 48 |  |  | Excess(+) | 1 | Full Conversion | INR | [40 empty] | 9360 | 9360 | INR Nine Thousand Three Hundred & Sixty Only
58 | i) Iron hasp bolt of approved quality fitted and fixed complete (oxidised) with 16mm dia rod with centre bolt and round fitting.250mm long | BI01010001010000000000000515BI0100001169 | 65 | Each | 184 |  |  | Excess(+) | 1 | Full Conversion | INR | [40 empty] | 11960 | 11960 | INR Eleven Thousand Nine Hundred & Sixty Only
59 | (ii) Anodised aluminium floor door stopper | BI01010001010000000000000515BI0100001170 | 130 | Each | 78 |  |  | Excess(+) | 1 | Full Conversion | INR | [40 empty] | 10140 | 10140 | INR Ten Thousand One Hundred & Forty Only
60 | Godrej Hydraulic door closer fitted and fixed complete.Medium Type | BI01010001010000000000000515BI0100001171 | 64 | Each | 1919 |  |  | Excess(+) | 1 | Full Conversion | INR | [40 empty] | 122816 | 122816 | INR One Lakh Twenty Two Thousand Eight Hundred & Sixteen Only
61 | Anodised aluminium barrel / tower /socket bolt (full covered) of approved manufractured from extructed section conforming to I.S. 204/74 fitted with cadmium plated screws. 300 mm long X 10mm dia bolt. | BI01010001010000000000000515BI0100001172 | 195 | Each | 116 |  |  | Excess(+) | 1 | Full Conversion | INR | [40 empty] | 22620 | 22620 | INR Twenty Two Thousand Six Hundred & Twenty Only
62 | Anodised aliminium D-type handle of approved quality manufactured from extruded section conforming to I.S. specification (I.S. 230/72) fitted and fixed complete:(a) With continuous plate base (Hexagonal / Round rod)(v) 125 mm grip x 12 mm dia rod. | BI01010001010000000000000515BI0100001173 | 130 | Each | 118 |  |  | Excess(+) | 1 | Full Conversion | INR | [40 empty] | 15340 | 15340 | INR Fifteen Thousand Three Hundred & Forty Only
63 | (a) Supplying 'Godrej' mortice lock chromium plated with latch and keys 4 levers, including fitting and fixing complete | BI01010001010000000000000515BI0100001174 | 44 | Each | 1223 |  |  | Excess(+) | 1 | Full Conversion | INR | [40 empty] | 53812 | 53812 | INR Fifty Three Thousand Eight Hundred & Twelve Only
64 | (a) Applying 2 coats of bonding agent with synthetic multifunctional rubber emulsion having adhesive and water proofing properties by mixing with water in proportion (1 bonding agent : 4 water : 6 cement) as per Manufacturer's specification. For Water Proofing at roof | BI01010001010000000000000515BI0100001175 | 605 | sqmt | 97 |  |  | Excess(+) | 1 | Full Conversion | INR | [40 empty] | 58685 | 58685 | INR Fifty Eight Thousand Six Hundred & Eighty Five Only
65 | Ordinary Cement concrete (mix 1:1.5:3) with graded stone chips (10 mm nominal size) excluding shuttering and reinforcement if any, in ground floor as per relevant IS codes. (i) Pakur Variety (i) for roof treatment | BI01010001010000000000000515BI0100001176 | 31 | CuM. | 6894.79 |  |  | Excess(+) | 1 | Full Conversion | INR | [40 empty] | 213738.49 | 213738.49 | INR Two Lakh Thirteen Thousand Seven Hundred & Thirty Eight and Paise Forty Nine Only
66 | Supplying, fitting and fixing stainless steel sink complete with waste fittings and two coats of painting of C.I. Brackets (b) Sink with drain board 1050 mm X 450 mm X 180 mm | BI01010001010000000000000515BI0100001177 | 3 | CuM. | 6381 |  |  | Excess(+) | 1 | Full Conversion | INR | [40 empty] | 19143 | 19143 | INR Nineteen Thousand One Hundred & Forty Three Only
67 | Supplying, fitting and fixing PVC pipes of approved makeof (medium duty) conforming to ASTMD - 1785 and threaded to match with GI Pipes as per IS : 1239 (Part - I). with all necessary accessories, specials viz. socket, bend, tee, union, cross, elbo, nipple, longscrew, reducing socket, reducing tee, short piece etc. fitted with holder bats clamps, including cutting pipes, making threads,fitting, fixing etc. complete in all respect including cost of all necessary fittings as required,jointing materials and two coats of painting with approved paint in any position above ground. (Payment will be made on the centre line measurements of total pipe line including all specials. No separate payment will be made for accesories, specials. Payment for painting will be made seperately) Supreem made (a) For Exposed Work -- PVC Pipes (Dia) 40mm | BI01010001010000000000000515BI0100001178 | 180 | Mtr. | 308 |  |  | Excess(+) | 1 | Full Conversion | INR | [40 empty] | 55440 | 55440 | INR Fifty Five Thousand Four Hundred & Forty Only
68 | Supplying, fitting and fixing PVC pipes of approved makeof (medium duty) conforming to ASTMD - 1785 and threaded to match with GI Pipes as per IS : 1239 (Part - I). with all necessary accessories, specials viz. socket, bend, tee, union, cross, elbo, nipple, longscrew, reducing socket, reducing tee, short piece etc. fitted with holder bats clamps, including cutting pipes, making threads,fitting, fixing etc. complete in all respect including cost of all necessary fittings as required,jointing materials and two coats of painting with approved paint in any position above ground. (Payment will be made on the centre line measurements of total pipe line including all specials. No separate payment will be made for accesories, specials. Payment for painting will be made seperately) Supreem made (a) For Exposed Work -- PVC Pipes (Dia) 32mm | BI01010001010000000000000515BI0100001179 | 180 | Mtr. | 249 |  |  | Excess(+) | 1 | Full Conversion | INR | [40 empty] | 44820 | 44820 | INR Forty Four Thousand Eight Hundred & Twenty Only
69 | Supplying, fitting and fixing PVC pipes of approved makeof (medium duty) conforming to ASTMD - 1785 and threaded to match with GI Pipes as per IS : 1239 (Part - I). with all necessary accessories, specials viz. socket, bend, tee, union, cross, elbo, nipple, longscrew, reducing socket, reducing tee, short piece etc. fitted with holder bats clamps, including cutting pipes, making threads,fitting, fixing etc. complete in all respect including cost of all necessary fittings as required,jointing materials and two coats of painting with approved paint in any position above ground. (Payment will be made on the centre line measurements of total pipe line including all specials. No separate payment will be made for accesories, specials. Payment for painting will be made seperately) Supreem made (a) For Exposed Work -- PVC Pipes (Dia) 25mm | BI01010001010000000000000515BI0100001180 | 180 | Mtr. | 186 |  |  | Excess(+) | 1 | Full Conversion | INR | [40 empty] | 33480 | 33480 | INR Thirty Three Thousand Four Hundred & Eighty Only
70 | Supplying, fitting and fixing PVC pipes of approved makeof (medium duty) conforming to ASTMD - 1785 and threaded to match with GI Pipes as per IS : 1239 (Part - I). with all necessary accessories, specials viz. socket, bend, tee, union, cross, elbo, nipple, longscrew, reducing socket, reducing tee, short piece etc. fitted with holder bats clamps, including cutting pipes, making threads,fitting, fixing etc. complete in all respect including cost of all necessary fittings as required,jointing materials and two coats of painting with approved paint in any position above ground. (Payment will be made on the centre line measurements of total pipe line including all specials. No separate payment will be made for accesories, specials. Payment for painting will be made seperately) Supreem made (a) For Concealed work 25mm | BI01010001010000000000000515BI0100001181 | 270 | Mtr. | 214 |  |  | Excess(+) | 1 | Full Conversion | INR | [40 empty] | 57780 | 57780 | INR Fifty Seven Thousand Seven Hundred & Eighty Only
71 | Supplying, fitting and fixing PVC pipes of approved makeof (medium duty) conforming to ASTMD - 1785 and threaded to match with GI Pipes as per IS : 1239 (Part - I). with all necessary accessories, specials viz. socket, bend, tee, union, cross, elbo, nipple, longscrew, reducing socket, reducing tee, short piece etc. fitted with holder bats clamps, including cutting pipes, making threads,fitting, fixing etc. complete in all respect including cost of all necessary fittings as required,jointing materials and two coats of painting with approved paint in any position above ground. (Payment will be made on the centre line measurements of total pipe line including all specials. No separate payment will be made for accesories, specials. Payment for painting will be made seperately) Supreem made (a) For Concealed work 20mm | BI01010001010000000000000515BI0100001182 | 270 | Mtr. | 164 |  |  | Excess(+) | 1 | Full Conversion | INR | [40 empty] | 44280 | 44280 | INR Forty Four Thousand Two Hundred & Eighty Only
72 | Supplying, fitting and fixing Peet's valve fullway gunmetal standard pattern best quality of approved brand bearing I.S.I. marking with fittings (tested to 21 kg per sq. cm.). 40mm | BI01010001010000000000000515BI0100001183 | 20 | Each | 2088 |  |  | Excess(+) | 1 | Full Conversion | INR | [40 empty] | 41760 | 41760 | INR Forty One Thousand Seven Hundred & Sixty Only
73 | Supplying, fitting and fixing Peet's valve fullway gunmetal standard pattern best quality of approved brand bearing I.S.I. marking with fittings (tested to 21 kg per sq. cm.). 32mm | BI01010001010000000000000515BI0100001184 | 12 | Each | 1585 |  |  | Excess(+) | 1 | Full Conversion | INR | [40 empty] | 19020 | 19020 | INR Nineteen Thousand &Twenty Only
74 | Supplying, fitting and fixing Peet's valve fullway gunmetal standard pattern best quality of approved brand bearing I.S.I. marking with fittings (tested to 21 kg per sq. cm.). 25mm | BI01010001010000000000000515BI0100001185 | 12 | Each | 1137 |  |  | Excess(+) | 1 | Full Conversion | INR | [40 empty] | 13644 | 13644 | INR Thirteen Thousand Six Hundred & Forty Four Only
75 | Supply of UPVC pipes (B Type) & fittings conforming to IS-13592-1992 xxvi) Reducer 110 X 75 mm 75 mm | BI01010001010000000000000515BI0100001186 | 40 | Each | 95 |  |  | Excess(+) | 1 | Full Conversion | INR | [40 empty] | 3800 | 3800 | INR Three Thousand Eight Hundred Only
76 | (P) Ball Valve 25 mm | BI01010001010000000000000515BI0100001187 | 30 | Each | 252 |  |  | Excess(+) | 1 | Full Conversion | INR | [40 empty] | 7560 | 7560 | INR Seven Thousand Five Hundred & Sixty Only
77 | Supplying, fitting and fixing Anglo-Indian W.C. in white glazed vitreous china ware of approved make complete in position with necessary bolts, nuts etc. Hindware/Parryware/Cera, made (a) With 'P' trap | BI01010001010000000000000515BI0100001188 | 28 | Each | 3965 |  |  | Excess(+) | 1 | Full Conversion | INR | [40 empty] | 111020 | 111020 | INR One Lakh Eleven Thousand &Twenty Only
78 | Supplying, fitting and fixing Closet seat of approved make with lid and C.P.hinges, rubber buffer and brass screws complete.(b) Anglo Indian (ii) Plastic (hallow type) white | BI01010001010000000000000515BI0100001189 | 28 | Each | 572 |  |  | Excess(+) | 1 | Full Conversion | INR | [40 empty] | 16016 | 16016 | INR Sixteen Thousand &Sixteen Only
79 | Supplying, fitting and fixing 10 litre P.V.C. low-down cistern conforming to I.S. specification with P.V.C. fittings complete,C.I. brackets including two coats of painting to bracket etc.White | BI01010001010000000000000515BI0100001190 | 28 | Each | 1181 |  |  | Excess(+) | 1 | Full Conversion | INR | [40 empty] | 33068 | 33068 | INR Thirty Three Thousand &Sixty Eight Only
80 | Supplying, fitting and fixing approved brand 32 mm dia. P.V.C. waste pipe, with coupling at one end fitted with necessary clamps. 1050 mm long | BI01010001010000000000000515BI0100001191 | 28 | Each | 107 |  |  | Excess(+) | 1 | Full Conversion | INR | [40 empty] | 2996 | 2996 | INR Two Thousand Nine Hundred & Ninety Six Only
81 | Supplying, fitting and fixing vitreous china best quality approved make wash basin with C.I. brackets on 75 mm X 75 mm wooden blocks, C.P. waste fittings of 32 mm dia., one approved quality brass C.P. pillar cock of 15 mm dia., C.P. chain with rubber plug of 32 mm dia., approved quality P.V.C. waste pipe with C.P. nut 32 mm dia., 900 mm long approved quality P.V.C. connection pipe with heavy brass C.P. nut including mending good all damages and painting the brackets with two coats of approved paint.(ii) 550 mm X 400 mm size | BI01010001010000000000000515BI0100001192 | 23 | Each | 2504 |  |  | Excess(+) | 1 | Full Conversion | INR | [40 empty] | 57592 | 57592 | INR Fifty Seven Thousand Five Hundred & Ninety Two Only
82 | Supplying, fitting and fixing pedestal of approved make for wash basin (white) | BI01010001010000000000000515BI0100001193 | 23 | Each | 1911 |  |  | Excess(+) | 1 | Full Conversion | INR | [40 empty] | 43953 | 43953 | INR Forty Three Thousand Nine Hundred & Fifty Three Only
83 | Supplying, fitting and fixing towel rail with two brackets. (a) C.P. over brass 25 mm dia. and 600 mm long | BI01010001010000000000000515BI0100001194 | 28 | Each | 554 |  |  | Excess(+) | 1 | Full Conversion | INR | [40 empty] | 15512 | 15512 | INR Fifteen Thousand Five Hundred & Twelve Only
84 | Supplying, fitting and fixing best quality Indian make mirror 5.5 mm thick with silvering as per I.S.I. specifications supported on fibre glass frame of any colour, frame size 550 mm X 400 mm | BI01010001010000000000000515BI0100001195 | 18 | Each | 792 |  |  | Excess(+) | 1 | Full Conversion | INR | [40 empty] | 14256 | 14256 | INR Fourteen Thousand Two Hundred & Fifty Six Only
85 | Supplying ,fitting and fixing bib cock or stop cock. (f) Hand Shower (Health Faucet) with 1mtr Fexible Tube with Wall Hook(Equivalent to Code No.573 & Model -ALLIED of Jaquar or similar). | BI01010001010000000000000515BI0100001196 | 28 | Each | 1611 |  |  | Excess(+) | 1 | Full Conversion | INR | [40 empty] | 45108 | 45108 | INR Forty Five Thousand One Hundred & Eight Only
86 | Chromium plated Bib cock with wall flange (Equivalent to code no. 5047 & model - Florentine of Jaquar or similar brand | BI01010001010000000000000515BI0100001197 | 28 | Each | 1105 |  |  | Excess(+) | 1 | Full Conversion | INR | [40 empty] | 30940 | 30940 | INR Thirty Thousand Nine Hundred & Forty Only
87 | Chromium plated angular stop cock with wall flange (Equivalent to code no. 5083 & model - Florentine of Jaquar or similar brand | BI01010001010000000000000515BI0100001198 | 56 | Each | 1046 |  |  | Excess(+) | 1 | Full Conversion | INR | [40 empty] | 58576 | 58576 | INR Fifty Eight Thousand Five Hundred & Seventy Six Only
88 | Supplying, fitting and fixing 15 mm swan neck tap with left & right hand operating nob with aerator (Equivalent to Code No. 510, 510(A) and Model - TROPICAL / SUMTHING SPECIAL of ESSCO or similar brand | BI01010001010000000000000515BI0100001199 | 21 | Each | 1046 |  |  | Excess(+) | 1 | Full Conversion | INR | [40 empty] | 21966 | 21966 | INR Twenty One Thousand Nine Hundred & Sixty Six Only
89 | Supplying , Fitting & Fixing pillar cock of approved make (a) CP Pillar cock -15 mm (code no. 5011 & model FLORENTINE of JAQUAR or equivalent | BI01010001010000000000000515BI0100001200 | 30 | Each | 1105 |  |  | Excess(+) | 1 | Full Conversion | INR | [40 empty] | 33150 | 33150 | INR Thirty Three Thousand One Hundred & Fifty Only
90 | Supplying, Fitting , Fixing approved brand P.V.C CONNECTOR white flexible , with both ends coupling with heavy brass C.P. Nut , 15 mm Dia 900 mm Long | BI01010001010000000000000515BI0100001201 | 20 | Each | 174 |  |  | Excess(+) | 1 | Full Conversion | INR | [40 empty] | 3480 | 3480 | INR Three Thousand Four Hundred & Eighty Only
91 | Supplying, fitting and fixing shower of approved brand and make. (I) Chromium plated round showr with revolving joint 100 mm dia with rubid cleaning system (equivalent to code no. 542(N) & model - tropical / sumthing special of ESSCO or similar brand | BI01010001010000000000000515BI0100001202 | 27 | Each | 576 |  |  | Excess(+) | 1 | Full Conversion | INR | [40 empty] | 15552 | 15552 | INR Fifteen Thousand Five Hundred & Fifty Two Only
92 | Supply of UPVC pipes (B Type) and fittings conforming to IS-13592-1992 (A) (i) Single Socketed 3 Mtr. Length c) 110 mm | BI01010001010000000000000515BI0100001203 | 300 | Mtr. | 348 |  |  | Excess(+) | 1 | Full Conversion | INR | [40 empty] | 104400 | 104400 | INR One Lakh Four Thousand Four Hundred Only
93 | Supply of UPVC pipes (B Type) and fittings conforming to IS-13592-1992 (B) Fittings (i) Door Tee (110 mm) | BI01010001010000000000000515BI0100001204 | 100 | Each | 233 |  |  | Excess(+) | 1 | Full Conversion | INR | [40 empty] | 23300 | 23300 | INR Twenty Three Thousand Three Hundred Only
94 | Supply of UPVC pipes (B Type) and fittings conforming to IS-13592-1992 (B) Fittings (ii)Bend 87.5 dig.(110 MM) | BI01010001010000000000000515BI0100001205 | 90 | Each | 143 |  |  | Excess(+) | 1 | Full Conversion | INR | [40 empty] | 12870 | 12870 | INR Twelve Thousand Eight Hundred & Seventy Only
95 | Supply of UPVC pipes (B Type) and fittings conforming to IS-13592-1992 (B) Fittings (iii) Door Bend 110 mm | BI01010001010000000000000515BI0100001206 | 100 | Each | 176 |  |  | Excess(+) | 1 | Full Conversion | INR | [40 empty] | 17600 | 17600 | INR Seventeen Thousand Six Hundred Only
96 | Supply of UPVC pipes (B Type) and fittings conforming to IS-13592-1992 (B) Fittings (iv) Vent Cowl 110 mm | BI01010001010000000000000515BI0100001207 | 20 | Each | 39 |  |  | Excess(+) | 1 | Full Conversion | INR | [40 empty] | 780 | 780 | INR Seven Hundred & Eighty Only
97 | Supply of UPVC pipes (B Type) and fittings conforming to IS-13592-1992 (B) Fittings Pipe Clip 110 mm | BI01010001010000000000000515BI0100001208 | 270 | Each | 25 |  |  | Excess(+) | 1 | Full Conversion | INR | [40 empty] | 6750 | 6750 | INR Six Thousand Seven Hundred & Fifty Only
98 | Labour for fitting and fixing U.P.V.C pipes for above ground work including cost of joining materials etc. fitting and fixing all necessary specials, cutting pipes,cutting holes in walls or R.C floor where necessary and mending good all damages excluding the cost of masonry or concrete work, if necessary but including the cost and fitting and fixing holder bat clamps (any floor) or for underground work including cutting trenches upto 1.5 mtr. and refilling the same complete as per direction of the Engineer - in - Charge.(payment will be made on centre line measurment of the total pipe line including specials) (i) 110 mm | BI01010001010000000000000515BI0100001209 | 180 | Mtr. | 57 |  |  | Excess(+) | 1 | Full Conversion | INR | [40 empty] | 10260 | 10260 | INR Ten Thousand Two Hundred & Sixty Only
99 | Labour for fitting and fixing U.P.V.C pipes for above ground work including cost of joining materials etc. fitting and fixing all necessary specials, cutting pipes,cutting holes in walls or R.C floor where necessary and mending good all damages excluding the cost of masonry or concrete work, if necessary but including the cost and fitting and fixing holder bat clamps (any floor) or for underground work including cutting trenches upto 1.5 mtr. and refilling the same complete as per direction of the Engineer - in - Charge.(payment will be made on centre line measurment of the total pipe line including specials) (B) Under ground (i) 110 mm | BI01010001010000000000000515BI0100001210 | 180 | Mtr. | 85 |  |  | Excess(+) | 1 | Full Conversion | INR | [40 empty] | 15300 | 15300 | INR Fifteen Thousand Three Hundred Only
100 | Labour for fitting and fixing U.P.V.C pipes for above ground work including cost of joining materials etc. fitting and fixing all necessary specials, cutting pipes,cutting holes in walls or R.C floor where necessary and mending good all damages excluding the cost of masonry or concrete work, if necessary but including the cost and fitting and fixing holder bat clamps (any floor) or for underground work including cutting trenches upto 1.5 mtr. and refilling the same complete as per direction of the Engineer - in - Charge.(payment will be made on centre line measurment of the total pipe line including specials) (A) Above Ground (iii) 160 mm. Dia. | BI01010001010000000000000515BI0100001211 | 180 | Mtr. | 66 |  |  | Excess(+) | 1 | Full Conversion | INR | [40 empty] | 11880 | 11880 | INR Eleven Thousand Eight Hundred & Eighty Only
101 | Labour for fitting and fixing U.P.V.C pipes for above ground work including cost of joining materials etc. fittingand fixing all necessary specials, cutting pipes,cutting holes in walls or R.C floor where necessary and mending good all damages excluding the cost of masonry or concrete work, if necessary but including the cost and fitting and fixing holder bat clamps (any floor) or for underground work including cutting trenches upto 1.5 mtr. and refilling the same complete as per direction of the Engineer - in - Charge.(payment will be made on centre line measurment of the total pipe line including specials) (B) Under ground (iii) 160 mm dia | BI01010001010000000000000515BI0100001212 | 180 | Mtr. | 94 |  |  | Excess(+) | 1 | Full Conversion | INR | [40 empty] | 16920 | 16920 | INR Sixteen Thousand Nine Hundred & Twenty Only
102 | Supplying, fitting and fixing C.I. square jalli. (ii) 150 mm | BI01010001010000000000000515BI0100001213 | 44 | Each | 120 |  |  | Excess(+) | 1 | Full Conversion | INR | [40 empty] | 5280 | 5280 | INR Five Thousand Two Hundred & Eighty Only
103 | Supplying P.V.C. water storage tank of approved quality with closed top with lid (Black) - Multilayer(d) 2000 litre capacity | BI01010001010000000000000515BI0100001214 | 4 | Each | 12437 |  |  | Excess(+) | 1 | Full Conversion | INR | [40 empty] | 49748 | 49748 | INR Forty Nine Thousand Seven Hundred & Forty Eight Only
104 | Labour for hoisting plastic water storage tank. (ii) Above 1500 litre upto 5000 litre capacity. | BI01010001010000000000000515BI0100001215 | 4 | Each | 228 |  |  | Excess(+) | 1 | Full Conversion | INR | [40 empty] | 912 | 912 | INR Nine Hundred & Twelve Only
105 | Labour for punching hole in plastic water storage tank upto 50 mm dia | BI01010001010000000000000515BI0100001216 | 12 | Each | 19 |  |  | Excess(+) | 1 | Full Conversion | INR | [40 empty] | 228 | 228 | INR Two Hundred & Twenty Eight Only
106 | Supplying fitting fixing PTMT smart shelf of approved make of size 300 mm | BI01010001010000000000000515BI0100001217 | 30 | Each | 285 |  |  | Excess(+) | 1 | Full Conversion | INR | [40 empty] | 8550 | 8550 | INR Eight Thousand Five Hundred & Fifty Only
107 | Suppling fitting fixing soap holder a)PTMT (Prayag or Equivelent) | BI01010001010000000000000515BI0100001218 | 30 | Each | 171 |  |  | Excess(+) | 1 | Full Conversion | INR | [40 empty] | 5130 | 5130 | INR Five Thousand One Hundred & Thirty Only
108 | Constructing Inspection pit of inside measurement 600mm X 600mm X upto 600mm (depth) with 250 mm thick 1st. class brick work in cement mortar (1:4) on all sides, bottom of the pit consisting of 100 mm thick cement concrete (1:3:6) with stone chips over a layer of jhama brick flat soling,15 mm thick (1:4) cement plaster to inside walls and out-side walls upto G.L. and 20 mm.thick (1:4) plaster to bottom of the pit, providing necessary invert with cement concrete (1:3:6) with stone chips as per direction, neat cement finishing to entire internal surfaces, top of the pit covered with 100 mm thick R.C.C. slab (1:1.5:3) with stone chips and necessary reinforcements upto 1% and shuttering including 6 mm thick cement plaster (1:4) in all external surfaces of the slab and one 560 mm dia. R.C.C. manhole cover of approved make supplied, fitted and fixed in the slab with necessary fittings, necessary earthwork in excavation in all sorts of soil, filling sides of the pit with earth and removing spoils after work complete in all respect with all costs of labour and materials. i Pakur Variety | BI01010001010000000000000515BI0100001219 | 8 | Each | 7585 |  |  | Excess(+) | 1 | Full Conversion | INR | [40 empty] | 60680 | 60680 | INR Sixty Thousand Six Hundred & Eighty Only
109 | Construction of septic tank of different capacities as per approved drawing with 1st class brick work in cement mortar (1:4) including two 560 mm dia. R.C.C. manhole cover(heavy type)of approved make supplied, fitted and fixed in the 100mm thick R.C.C (1:1.5:3) top slab with necessary fittings, 20mm thick cement plaster (4 : 1) with neat cement finish to the internal surfaces and 15 mm thick cement plaster (4 : 1) to outside wall upto 200 mm below G.L floor finished with 25 mm thick grey artificial stone over 100 mm thick R.C.C(1:1.5:3) bottom slab including supplying, fitting and fixing all necessry specials, fittings, S.W. tees, C.I. foot rest etc. including excavation earth in all sorts of soil, shoring, bailing out and pumping out water as necessary, ramming, dressing the bed and fefilling the sides of the tanks with earth, removing spoils, filling up the chamber with clear water, removing foreign materials from the chamber and including constructing attached inspection pit as per approved drawing and connecting all necessary pipes, joints etc. with internal plaster work and artificial stone flooring is to be done with admixture of water proofing compound @ 0.5% by weight of cement with all costs of labour and materials. For 100 users | BI01010001010000000000000515BI0100001220 | 2 | Each | 120158 |  |  | Excess(+) | 1 | Full Conversion | INR | [40 empty] | 240316 | 240316 | INR Two Lakh Forty Thousand Three Hundred & Sixteen Only
110 | Construction of circular soak well 2.5 metre deep in all types of sandy soils with dry brick work upto 1.6 metre from the bottom having 150 mm intermediate cement brick work (1:4) band all round and cement brick work (1:4) upto 0.90 metre from top with 20mm thick cement plastering (1:4) to inside face upto the depth of cement brick work, 15mm thick cement plaster (1:4) on outer face from top of the well upto G.L. and 6 mm thick cement plaster (1:4) on top of the R.C.C. cover slab including filling bottom 1.00 metre of inside of the well with brick metal (50 mm to 63 mm size) including R.C.C. cover slab of 100 mm thick with cement conc (1:1.5:3) with stone chips with necessary reinforcement and shuttering including one 560 mm dia. R.C.C. manhole cover (heavy type)of approved make supplied, fitted and fixed in the cover slab with necessary fittings, making nacessary arrangements for pipe connections, excavation of well including shoring, dewatering and removing the exess earth from the premises as per direction complete in all respect with all costs of labour and materials. With 250 mm thick dry brick work and 250 mm thick cement brick work (6:1) and 1.00m inside dia. | BI01010001010000000000000515BI0100001221 | 4 | Each | 17293 |  |  | Excess(+) | 1 | Full Conversion | INR | [40 empty] | 69172 | 69172 | INR Sixty Nine Thousand One Hundred & Seventy Two Only
111 | Electrical Work for DSP & Inspector hostel | BI01010001010000000000000515BI0100001222
112 | Supply & fixing 415 volt 160ATPN switch in S.S. enclosure with HRC fuses onLS & NL to be fixed on angle frame on wall including earthing attachment. (LT/Seimens) | BI01010001010000000000000515BI0100001223 | 1 | Set | 9693 |  |  | Excess(+) | 1 | Full Conversion | INR | [40 empty] | 9693 | 9693 | INR Nine Thousand Six Hundred & Ninety Three Only
113 | Supply & fixing 415 volt 160A Four Pole on load Change over switch in S.S. enclosure to be fixed on angle frame on wall including earthing attachment. (LT/HPL) | BI01010001010000000000000515BI0100001224 | 1 | set | 11388 |  |  | Excess(+) | 1 | Full Conversion | INR | [40 empty] | 11388 | 11388 | INR Eleven Thousand Three Hundred & Eighty Eight Only
114 | Supply & fixing double door (8+18) 6 way Vertical TPNMCBDB (Legrand/ Seimens) with IP 42/43 protection SS enclosure on angle iron frame on wall & mending good the damages to original finish incl. Interconnection with suitable size of copper wire & nuetral link & provision of earthing attachment comprising of the following accessories (All make Legrand/Seimens): a) 160 A four pole MCCB of breaking capacity 25KA/ 35KA with adjustable thermal & fixed magnetic setting --- 1 no b) 125A TP MCB ---3nos c) 63A TP MCB --- 2 nos c) 32A SP MCB -- 3nos | BI01010001010000000000000515BI0100001225 | 1 | set | 46128 |  |  | Excess(+) | 1 | Full Conversion | INR | [40 empty] | 46128 | 46128 | INR Forty Six Thousand One Hundred & Twenty Eight Only
115 | Supply & fixing 4 way double door horizontal TPN MCB DB with SS enclosure (Legrand/Seimens/ABB) concealed in wall after cutting the wall & mending good the damages to original finish with earthing attachment comprising with the following. a)63 A Four Pole isolator -1 No. b)32 A range SP MCB. -12 Nos. | BI01010001010000000000000515BI0100001226 | 2 | Set | 7242 |  |  | Excess(+) | 1 | Full Conversion | INR | [40 empty] | 14484 | 14484 | INR Fourteen Thousand Four Hundred & Eighty Four Only
116 | Supply & fixing SPN MCB DB (2+12) way (Make Legrand/Seimens/ABB) with S.S. Enclosure concealed in wall after cutting wall & mending good the damages & earthing attachment comprising with the following: a) 63 A DP isolator - 1 No. b) 6 to 16 A range SPMCB - 10Nos. | BI01010001010000000000000515BI0100001227 | 4 | Set | 49852 |  |  | Excess(+) | 1 | Full Conversion | INR | [40 empty] | 199408 | 199408 | INR One Lakh Ninety Nine Thousand Four Hundred & Eight Only
117 | Supply & delivery of 1.1 KV grade X LPE AL. Armoured Cable (make Gloster/Nicco/Havells) | BI01010001010000000000000515BI0100001228
118 | 3.5 X 70 sqmm. XLPE /A Cable. | BI01010001010000000000000515BI0100001229 | 85 | Mtr. | 448 |  |  | Excess(+) | 1 | Full Conversion | INR | [40 empty] | 38080 | 38080 | INR Thirty Eight Thousand &Eighty Only
119 | Laying of 3.5 x 70 sq sqmm XLPE/A cable in underground trench 460 mm wide x 760 mm average depth, with brick protection on the top of the cable with 8 (eight) Nos. bricks per metre, including filling the space between the brick & cable and also the trench with shifted soil, leveling up and restoring surface duly rammed | BI01010001010000000000000515BI0100001230 | 85 | Mtr | 185 |  |  | Excess(+) | 1 | Full Conversion | INR | [40 empty] | 15725 | 15725 | INR Fifteen Thousand Seven Hundred & Twenty Five Only
120 | Supply & laying medium gauge 50 mm dia G.I. Pipe (ISI -m) for cable protection. | BI01010001010000000000000515BI0100001231 | 6 | Mtr | 394 |  |  | Excess(+) | 1 | Full Conversion | INR | [40 empty] | 2364 | 2364 | INR Two Thousand Three Hundred & Sixty Four Only
121 | Supply & fixing compression type cable gland suitable for cable with brass gland, brass ring incl.socketing the ends off by crimping method including S/F solderless socket (Dowels value) & jointing materials etc. a)3.5 x 70 sq mm XLPE/A | BI01010001010000000000000515BI0100001232 | 5 | Set | 526 |  |  | Excess(+) | 1 | Full Conversion | INR | [40 empty] | 2630 | 2630 | INR Two Thousand Six Hundred & Thirty Only
122 | Supply & drawing PVC insulated (FR) Copper wire through alkathene pipe recessed in wall & mending good the damages. | BI01010001010000000000000515BI0100001233
123 | a) 4 X 10 + 2 X 6 Sqmm.(TPNDB) | BI01010001010000000000000515BI0100001234 | 75 | mtr | 737 |  |  | Excess(+) | 1 | Full Conversion | INR | [40 empty] | 55275 | 55275 | INR Fifty Five Thousand Two Hundred & Seventy Five Only
124 | a) 2 X 4 + 1 X 2.5 Sqmm.(SPNDB) | BI01010001010000000000000515BI0100001235 | 165 | mtr | 184 |  |  | Excess(+) | 1 | Full Conversion | INR | [40 empty] | 30360 | 30360 | INR Thirty Thousand Three Hundred & Sixty Only
125 | b) 2 X 2.5 + 1 X 1.5 Sqmm.(P/P) | BI01010001010000000000000515BI0100001236 | 320 | Mtr | 148 |  |  | Excess(+) | 1 | Full Conversion | INR | [40 empty] | 47360 | 47360 | INR Forty Seven Thousand Three Hundred & Sixty Only
126 | b) 3 X 1.5 Sqmm.(Out door Ltg) | BI01010001010000000000000515BI0100001237 | 165 | Mtr | 128 |  |  | Excess(+) | 1 | Full Conversion | INR | [40 empty] | 21120 | 21120 | INR Twenty One Thousand One Hundred & Twenty Only
127 | Distn. wiring in 3 x 1.5 sqmm) single core stranded 'FR' PVC insulated & unsheathed single core stranded copper wire (Finolex/ Gloster/ Havells /Mescab/KEI) in 19 mm bore, 3 mm thick polythene pipe complete with all accessories embedded in wall to light/fan/call bell points with Modular type switch (Legrand/ Crabtree/ North west/Philips) fixed on Modular GI switch board with top cover plate flushed in wall incl. mending gooddamages (Ave 8 mtr) | BI01010001010000000000000515BI0100001238 | 162 | pts | 1178 |  |  | Excess(+) | 1 | Full Conversion | INR | [40 empty] | 190836 | 190836 | INR One Lakh Ninety Thousand Eight Hundred & Thirty Six Only
128 | Distribution wiring in 1.1 KV grade 3 x 1.5 sq mm single core stranded 'FR' PVC insulated & unsheathed copper wire (Finolex/Gloster/Havells/ Mescab/KEI) in 19mm bore, 3mm thick polythene pipe complete with all accessories embedded in wall to 240 V 6A 5 pin plug point incl. S&F 240V 6A 3 pin Modular type plug socket & modular type switch(Crabtree) incl. S&F earth continuity wire fixed on 4 module GI switch board with 3/4 module top cover plate flushed in wall incl mending good damage to original finish. a) on board | BI01010001010000000000000515BI0100001239 | 40 | pts | 261 |  |  | Excess(+) | 1 | Full Conversion | INR | [40 empty] | 10440 | 10440 | INR Ten Thousand Four Hundred & Forty Only
129 | b) Average run 4.5 mtr | BI01010001010000000000000515BI0100001240 | 16 | pts | 993 |  |  | Excess(+) | 1 | Full Conversion | INR | [40 empty] | 15888 | 15888 | INR Fifteen Thousand Eight Hundred & Eighty Eight Only
130 | Supply & fixing 10 ltr capacity Geyser on wall with all accessories including providing connecting pipes etc. (Venus/Racold/Bajaj) | BI01010001010000000000000515BI0100001241 | 6 | each | 9500 |  |  | Excess(+) | 1 | Full Conversion | INR | [40 empty] | 57000 | 57000 | INR Fifty Seven Thousand Only
131 | Supply & Fixing 240 V, 16 A, 3 pin Modular type Power plug socket (Crabtree/Legrand) with 16A Modular type switch, without plug top on 4 Module GI Modular type switch board with top cover plate flushed in wall incl. S&F switch board and cover plate and making necy. connections with PVC Cu and earth continuity wire | BI01010001010000000000000515BI0100001242 | 15 | sets | 527 |  |  | Excess(+) | 1 | Full Conversion | INR | [40 empty] | 7905 | 7905 | INR Seven Thousand Nine Hundred & Five Only
132 | Supply & fixing of Modular type computer plug board of 8 module GI box with cover plate recessed in wall comprising of the following(All cabtree): a) 6/16A socket & 16A switch ---1 set b) 6A socket - 2 nos & 15A switch - 1 no --- 1 set | BI01010001010000000000000515BI0100001243 | 14 | sets | 1244 |  |  | Excess(+) | 1 | Full Conversion | INR | [40 empty] | 17416 | 17416 | INR Seventeen Thousand Four Hundred & Sixteen Only
133 | Supply & fixing LED Skirting light (Make Lagrand, cat no - 675597) 3 - module type for night lamp purpose | BI01010001010000000000000515BI0100001244 | 15 | each | 619 |  |  | Excess(+) | 1 | Full Conversion | INR | [40 empty] | 9285 | 9285 | INR Nine Thousand Two Hundred & Eighty Five Only
134 | Supply of remote controlled Cal Bell with pus button switch of superior quality | BI01010001010000000000000515BI0100001245 | 14 | set | 475 |  |  | Excess(+) | 1 | Full Conversion | INR | [40 empty] | 6650 | 6650 | INR Six Thousand Six Hundred & Fifty Only
135 | Supply of single 4 ft. 20watt LED tube light fitting (make philips /Cromption Cat.Box -TMC 501/IGP131LT8-16) incl. | BI01010001010000000000000515BI0100001246 | 32 | Set | 985 |  |  | Excess(+) | 1 | Full Conversion | INR | [40 empty] | 31520 | 31520 | INR Thirty One Thousand Five Hundred & Twenty Only
136 | Supply 4' 20w Twin LED Box type tube light fitting (Make Crompton, cat no - IGP 132 L-8-16) complete with 2 X 20W Polycarbonate LED Tube (Cat no -LT8-20-865-2) | BI01010001010000000000000515BI0100001247 | 2 | set | 1658 |  |  | Excess(+) | 1 | Full Conversion | INR | [40 empty] | 3316 | 3316 | INR Three Thousand Three Hundred & Sixteen Only
137 | Supply 2' 8w LED tube light (Make Crompton cat - LTT8-8) complete with Mirolta decorative box type fitting (Make Crompton, cat no - DMLNLT8 - 8) | BI01010001010000000000000515BI0100001248 | 95 | set | 975 |  |  | Excess(+) | 1 | Full Conversion | INR | [40 empty] | 92625 | 92625 | INR Ninety Two Thousand Six Hundred & Twenty Five Only
138 | Fixing the above Tube light fitting suspended 25 cm. Below the ceiling with 2 Nos. 20 mm dia E.I. conduit (14 SWG) support fixed with "L" type clamp fixed on ceiling with fastener & S/F connecting copper wire. | BI01010001010000000000000515BI0100001249 | 129 | set | 222 |  |  | Excess(+) | 1 | Full Conversion | INR | [40 empty] | 28638 | 28638 | INR Twenty Eight Thousand Six Hundred & Thirty Eight Only
139 | Supply & fixing of 1200mm sweep Ceiling Fan (Orient/Crompton) or equivalent as approved by the EIC,complete with all acessaries Incl S/F necy copper flex wire. | BI01010001010000000000000515BI0100001250 | 43 | set | 2142 |  |  | Excess(+) | 1 | Full Conversion | INR | [40 empty] | 92106 | 92106 | INR Ninety Two Thousand One Hundred & Six Only
140 | Supplying & Fixing of Box type fan clamp of 150mm dia & 80mm depth made of 16 SWG CRCA sheet with one end duly sealed by cover, properly welded, incl. S&F 12mm dia 600mm long MS rod duly bent by heat treatment at the centre position of rod to grip fan bobbin properly, incl. binding the rod and fan box with reinforcement by 22 SWG steel binding wire, incl. supplying & covering the box with alkathene sheet, placed in order to prevent concrete from entering the box. | BI01010001010000000000000515BI0100001251 | 43 | each | 192 |  |  | Excess(+) | 1 | Full Conversion | INR | [40 empty] | 8256 | 8256 | INR Eight Thousand Two Hundred & Fifty Six Only
141 | Supply & Fixing electronics step type, Moduler Socket type (2 module), Fan regulator (Legrand/Cabtree) | BI01010001010000000000000515BI0100001252 | 43 | set | 469 |  |  | Excess(+) | 1 | Full Conversion | INR | [40 empty] | 20167 | 20167 | INR Twenty Thousand One Hundred & Sixty Seven Only
142 | Supply & fixing 300 mm (12") sweep heavy duty exhaust fan (EPC/ Crompton/Orient) complete with louvre shutter after cutting hole on wall & mending good the damages. | BI01010001010000000000000515BI0100001253 | 8 | set | 2322 |  |  | Excess(+) | 1 | Full Conversion | INR | [40 empty] | 18576 | 18576 | INR Eighteen Thousand Five Hundred & Seventy Six Only
143 | Supply & fixing 225mm (9") sweep heavy duty exhaust fan (EPC/ Crompton/Orient) complete with louvre shutter after cutting hole on wall & mending good the damages. | BI01010001010000000000000515BI0100001254 | 9 | set | 1973 |  |  | Excess(+) | 1 | Full Conversion | INR | [40 empty] | 17757 | 17757 | INR Seventeen Thousand Seven Hundred & Fifty Seven Only
144 | Supply & fixing decorative wall bractket light fitting with 5w LED Lamp of superior quality (Havells/K-Lite) as per sample approved by the EIC | BI01010001010000000000000515BI0100001255 | 16 | Set | 1850 |  |  | Excess(+) | 1 | Full Conversion | INR | [40 empty] | 29600 | 29600 | INR Twenty Nine Thousand Six Hundred Only
145 | Supply & Fixing 240 V, 25 A, 3 pin Modular type plug socket (Brand approved by EIC), without plug top and switch with 2 Module GI Modular type switch board with top cover plate flushed in wall & making necy. connections with PVC Cu wire and earth wire (AC) | BI01010001010000000000000515BI0100001256 | 21 | each | 447 |  |  | Excess(+) | 1 | Full Conversion | INR | [40 empty] | 9387 | 9387 | INR Nine Thousand Three Hundred & Eighty Seven Only
146 | Supply & Fixing 240 V,25 A, 3 pin Modular type plug top with indicator (Legrand/Cabtree) & necy. Connections. (AC) | BI01010001010000000000000515BI0100001257 | 21 | set | 275 |  |  | Excess(+) | 1 | Full Conversion | INR | [40 empty] | 5775 | 5775 | INR Five Thousand Seven Hundred & Seventy Five Only
147 | Supply & Fixing 240 V, 25 A, Modular type AC m/c starter (Eletron OLP - 3) 4 Module GI Modular type switch board with 4 Module top cover plate flushed in wall incl. S&F switch board and cover plate and making necy. connections with PVC Cu wire and earth continuity wire . | BI01010001010000000000000515BI0100001258 | 21 | each | 2250 |  |  | Excess(+) | 1 | Full Conversion | INR | [40 empty] | 47250 | 47250 | INR Forty Seven Thousand Two Hundred & Fifty Only
148 | Supply, installaion of AC Machine | BI01010001010000000000000515BI0100001259
149 | Supply & delivery of the following split type AC machines (3 Star rated) complete with indoor outdoor unit & coper refrigerant pipes with synthetic insulation, drain pipe etc. (Make O-General/Mitsubishi) a) 1 TR Split type (3 Star rated) | BI01010001010000000000000515BI0100001260 | 17 | set | 31611 |  |  | Excess(+) | 1 | Full Conversion | INR | [40 empty] | 537387 | 537387 | INR Five Lakh Thirty Seven Thousand Three Hundred & Eighty Seven Only
150 | b) 1.5 TR Split type(3 Star rated) | BI01010001010000000000000515BI0100001261 | 3 | set | 39428 |  |  | Excess(+) | 1 | Full Conversion | INR | [40 empty] | 118284 | 118284 | INR One Lakh Eighteen Thousand Two Hundred & Eighty Four Only
151 | c) 2 TR Split type(3 Star rated) | BI01010001010000000000000515BI0100001262 | 1 | set | 52846 |  |  | Excess(+) | 1 | Full Conversion | INR | [40 empty] | 52846 | 52846 | INR Fifty Two Thousand Eight Hundred & Forty Six Only
152 | Laying of copper Refrigerant pipe after cutting floor/pavement/ wall/ and making holes incl., embedding the cable at an average depth as below and mending good the damages to original finish incl. removing the rubbish | BI01010001010000000000000515BI0100001263 | 60 | mtr | 129 |  |  | Excess(+) | 1 | Full Conversion | INR | [40 empty] | 7740 | 7740 | INR Seven Thousand Seven Hundred & Forty Only
153 | Supply & Installation of extra copper refrigerent pipes, power cable, Drain pipe etc. beyond normal length of 5 mtr of different dia as required with synthetic insulation complete | BI01010001010000000000000515BI0100001264 | 110 | mtr | 840 |  |  | Excess(+) | 1 | Full Conversion | INR | [40 empty] | 92400 | 92400 | INR Ninety Two Thousand Four Hundred Only
154 | Installation charge of the above AC machine with all accessories incl iron bracket etc | BI01010001010000000000000515BI0100001265 | 21 | set | 2450 |  |  | Excess(+) | 1 | Full Conversion | INR | [40 empty] | 51450 | 51450 | INR Fifty One Thousand Four Hundred & Fifty Only
155 | Earthing the installation by 50 mm dia. G.I. Pipe (ISI-M) of 3.64 mtr. Long driven to an depth of 3.65 mtr. Below the ground level including S/F 1X4 SWG. G.I. Earth wire (4 mtr. Long) with nuts bolts & washers. | BI01010001010000000000000515BI0100001266 | 6 | Set | 1545 |  |  | Excess(+) | 1 | Full Conversion | INR | [40 empty] | 9270 | 9270 | INR Nine Thousand Two Hundred & Seventy Only
156 | Out Door light | BI01010001010000000000000515BI0100001267
157 | Supply & fixing of 72W LED Street light fitting (Make Crompton, cat no - LSTP-72-CDL) | BI01010001010000000000000515BI0100001268 | 8 | set | 7139 |  |  | Excess(+) | 1 | Full Conversion | INR | [40 empty] | 57112 | 57112 | INR Fifty Seven Thousand One Hundred & Twelve Only
158 | Fixing only 40 Watt LED street light fitting complete with all accessories to be fixed/ projected from the wall of the building incl. making holes/ providing clamping arrangement & necy. GI reducer as required. S&F 40 mm GI pipe (ISI-Medium) quality 1.5 mts. average length having suitable bend S&F necy. length of 1.5 sqmm PVC insulated single core stranded annealed copper wire and making connections as required and mending good damages to wall incl. painting etc. | BI01010001010000000000000515BI0100001269 | 8 | set | 857 |  |  | Excess(+) | 1 | Full Conversion | INR | [40 empty] | 6856 | 6856 | INR Six Thousand Eight Hundred & Fifty Six Only
159 | Supply, installaion of DG set | BI01010001010000000000000515BI0100001270
160 | Supply, installaion, Testing & commissioning of 63 KVA Silent (Canopy type) Deisel Generator Set (Make Kirloskar, Green) | BI01010001010000000000000515BI0100001271 | 1 | set | 525000 |  |  | Excess(+) | 1 | Full Conversion | INR | [40 empty] | 525000 | 525000 | INR Five Lakh Twenty Five Thousand Only
161 | Installaion, Testing & commissioning incl. providing Deisel, mobil oil etc. by Co's specialized Engineer to satisfactory operation. | BI01010001010000000000000515BI0100001272 | 1 | job | 12500 |  |  | Excess(+) | 1 | Full Conversion | INR | [40 empty] | 12500 | 12500 | INR Twelve Thousand Five Hundred Only
162 | Supply, installaion of Pump set | BI01010001010000000000000515BI0100001273
163 | Supply of Three phase 240V 3 Hp (2.2 Kw) bore well submersible Pump Motor set suitable for 150mm bore well having overall head of (18 mtr to 43 mtr) & discharge of (380 LPM to 135 LPM). The discharge outlet size will be 50mm (2" inch) (Make KSB/ Crompton/Kirloskar) | BI01010001010000000000000515BI0100001274 | 1 | set | 24600 |  |  | Excess(+) | 1 | Full Conversion | INR | [40 empty] | 24600 | 24600 | INR Twenty Four Thousand Six Hundred Only
164 | Supply & Fixing of control panel suitable for 3-Phase 5 HP Submersible Pump motor set comprising of DOL starter, Dual Ammeter & Voltmeter, indicator lamp to be fixed on wall incl making connection & necy. earthing attachment. (Make L&T/Crompton/KSB) | BI01010001010000000000000515BI0100001275 | 1 | set | 4026 |  |  | Excess(+) | 1 | Full Conversion | INR | [40 empty] | 4026 | 4026 | INR Four Thousand &Twenty Six Only
165 | Supply & Laying 3 core 2.5 sqmm flat submersible cable (Finolex) incl. 3/4" PVC HD PVC pipe with necy Jointing materials incl. S/Laying PVC HD PVC pipe (Oriplast) | BI01010001010000000000000515BI0100001276 | 45 | mtr | 171 |  |  | Excess(+) | 1 | Full Conversion | INR | [40 empty] | 7695 | 7695 | INR Seven Thousand Six Hundred & Ninety Five Only
166 | Supply & fixing 4-pole 32 A isolator in SS enclosure (Make Havells/ Standard) recessed in wall incl. earthing attachment. | BI01010001010000000000000515BI0100001277 | 1 | set | 1157 |  |  | Excess(+) | 1 | Full Conversion | INR | [40 empty] | 1157 | 1157 | INR One Thousand One Hundred & Fifty Seven Only
167 | Supply & installation of G.I. pipe (Make TATA-M) pipe having heavy duty G.I. socket/elbow (TATA) incl cutting & threading as required a) 50mm dia (For Vertical column pipe) (A)-(II) G.I. pipe & fittings item no -1(g) (ii) | BI01010001010000000000000515BI0100001278 | 30 | mtr | 624 |  |  | Excess(+) | 1 | Full Conversion | INR | [40 empty] | 18720 | 18720 | INR Eighteen Thousand Seven Hundred & Twenty Only
168 | Supply & fixing 50 mm dia Gun metal Non-Return valve(Horizontal Check Valve) tested to 21 Kg per sq cm. (A)-(V) G.I. pipe & fittings item no -12 | BI01010001010000000000000515BI0100001279 | 1 | each | 2627 |  |  | Excess(+) | 1 | Full Conversion | INR | [40 empty] | 2627 | 2627 | INR Two Thousand Six Hundred & Twenty Seven Only
169 | Supply & fixing 50 mm dia G.I.Peets Valve(ISI)(Tested 21 kg per cm) (A)-(II) G.I. pipe & fittings item no -4 | BI01010001010000000000000515BI0100001280 | 5 | each | 3015 |  |  | Excess(+) | 1 | Full Conversion | INR | [40 empty] | 15075 | 15075 | INR Fifteen Thousand &Seventy Five Only
170 | Supply & fixing 50 mm dia G.I. Flange (A)-(II) G.I. pipe & fittings item no -(G) | BI01010001010000000000000515BI0100001281 | 2 | pair | 168 |  |  | Excess(+) | 1 | Full Conversion | INR | [40 empty] | 336 | 336 | INR Three Hundred & Thirty Six Only
171 | Supply & fixing holding clamp fabricated by 50mm x 6mm with necy. Nuts, bolts & washers for holding the the column pipe. | BI01010001010000000000000515BI0100001282 | 2 | pairs | 225 |  |  | Excess(+) | 1 | Full Conversion | INR | [40 empty] | 450 | 450 | INR Four Hundred & Fifty Only
172 | Labour charge for Testing & Lowering the submersible Pump motor set with submersible cable along with the column pipes into the tube well after socketing the column pipes step by step including arrangement of tripod, chain pully & tools & Tackles & providing suitable manpower to satisfactory operation. | BI01010001010000000000000515BI0100001283 | 1 | LS | 3026 |  |  | Excess(+) | 1 | Full Conversion | INR | [40 empty] | 3026 | 3026 | INR Three Thousand &Twenty Six Only
173 | Electrical work for two storied SI, ASI & constable hostel | BI01010001010000000000000515BI0100001284
174 | Supply & fixing 415 volt 125ATPN switch in S.S. enclosure with HRC fuses onLS & NL to be fixed on angle frame on wall including earthing attachment. (LT/Seimens/HPL) | BI01010001010000000000000515BI0100001285 | 1 | Set | 8979 |  |  | Excess(+) | 1 | Full Conversion | INR | [40 empty] | 8979 | 8979 | INR Eight Thousand Nine Hundred & Seventy Nine Only
175 | Supply & fixing 415 volt 125A four pole on load change over switch in S.S. enclosure to be fixed on angle frame on wall including earthing attachment. (LT/HPL) | BI01010001010000000000000515BI0100001286 | 1 | Set | 10381 |  |  | Excess(+) | 1 | Full Conversion | INR | [40 empty] | 10381 | 10381 | INR Ten Thousand Three Hundred & Eighty One Only
176 | Supply & fixing 6 way double door horizontal TPN MCB DB with SS enclosure (Legrand/Seimens/ABB) concealed in wall after cutting the wall & mending good the damages to original finish with earthing attachment comprising with the following. a)125 A Four Pole isolator -1 No. b)32 A range SP MCB. -18 Nos. | BI01010001010000000000000515BI0100001287 | 1 | Set | 9729 |  |  | Excess(+) | 1 | Full Conversion | INR | [40 empty] | 9729 | 9729 | INR Nine Thousand Seven Hundred & Twenty Nine Only
177 | Supply & fixing SPN MCB DB (2+8) WAY (Make legrand/ Seimens/ABB) with S.S. Enclosure concealed in wall after cutting wall & mending good the damages & earthing attachment comprising with the following: a) 40 A DP isolator - 1 No. b) 6 to 16 A range SPMCB - 8 Nos. | BI01010001010000000000000515BI0100001288 | 6 | Set | 4048 |  |  | Excess(+) | 1 | Full Conversion | INR | [40 empty] | 24288 | 24288 | INR Twenty Four Thousand Two Hundred & Eighty Eight Only
178 | Supply & delivery of 1.1 KV grade X LPE AL. Armoured Cable (make Gloster/Nicco/Havells) | BI01010001010000000000000515BI0100001289
179 | 3.5 X 35 sqmm. XLPE /A Cable. | BI01010001010000000000000515BI0100001290 | 85 | Mtr. | 256 |  |  | Excess(+) | 1 | Full Conversion | INR | [40 empty] | 21760 | 21760 | INR Twenty One Thousand Seven Hundred & Sixty Only
180 | Laying of 3.5 x 35 sq sqmm XLPE/A cable in underground trench 460 mm wide x 760 mm average depth, with brick protection on the top of the cable with 8 (eight) Nos. bricks per metre, including filling the space between the brick & cable and also the trench with shifted soil, leveling up and restoring surface duly rammed | BI01010001010000000000000515BI0100001291 | 85 | Mtr | 175 |  |  | Excess(+) | 1 | Full Conversion | INR | [40 empty] | 14875 | 14875 | INR Fourteen Thousand Eight Hundred & Seventy Five Only
181 | Supply & laying medium gauge 50 mm dia G.I. Pipe (ISI -m) for cable protection. | BI01010001010000000000000515BI0100001292 | 6 | Mtr | 394 |  |  | Excess(+) | 1 | Full Conversion | INR | [40 empty] | 2364 | 2364 | INR Two Thousand Three Hundred & Sixty Four Only
182 | Supply & fixing compression type cable gland suitable for cable with brass gland, brass ring incl.socketing the ends off by crimping method including S/F solderless socket (Dowels value) & jointing materials etc. a) 3.5 x 35 sq mm XLPE/A | BI01010001010000000000000515BI0100001293 | 5 | Set | 352 |  |  | Excess(+) | 1 | Full Conversion | INR | [40 empty] | 1760 | 1760 | INR One Thousand Seven Hundred & Sixty Only
183 | Supply & drawing PVC insulated (FR) Copper wire through alkathene pipe recessed in wall & mending good the damages. | BI01010001010000000000000515BI0100001294
184 | a) 2 X 4 + 1 X 2.5 Sqmm.(SPN) | BI01010001010000000000000515BI0100001295 | 210 | Mtr | 184 |  |  | Excess(+) | 1 | Full Conversion | INR | [40 empty] | 38640 | 38640 | INR Thirty Eight Thousand Six Hundred & Forty Only
185 | b) 2 X 2.5 + 1 X 1.5 Sqmm.(P/P) | BI01010001010000000000000515BI0100001296 | 65 | Mtr | 148 |  |  | Excess(+) | 1 | Full Conversion | INR | [40 empty] | 9620 | 9620 | INR Nine Thousand Six Hundred & Twenty Only
186 | b) 3 X 1.5 Sqmm.(Out door Ltg) | BI01010001010000000000000515BI0100001297 | 235 | Mtr | 128 |  |  | Excess(+) | 1 | Full Conversion | INR | [40 empty] | 30080 | 30080 | INR Thirty Thousand &Eighty Only
187 | Distn. wiring in 3 x 1.5 sqmm) single core stranded 'FR' PVC insulated & unsheathed single core stranded copper wire (Finolex/ Gloster/ Havells /Mescab/KEI) in 19 mm bore, 3 mm thick polythene pipe complete with all accessories embedded in wall to light/fan/call bell points with Modular type switch (Legrand/ Crabtree/ North west/Philips) fixed on Modular GI switch board with top cover plate flushed in wall incl. mending gooddamages (Ave 8 mtr) | BI01010001010000000000000515BI0100001298 | 212 | pts | 1178 |  |  | Excess(+) | 1 | Full Conversion | INR | [40 empty] | 249736 | 249736 | INR Two Lakh Forty Nine Thousand Seven Hundred & Thirty Six Only
188 | Distribution wiring in 1.1 KV grade 3 x 1.5 sq mm single core stranded 'FR' PVC insulated & unsheathed copper wire (Finolex/Gloster/Havells/ Mescab/KEI) in 19mm bore, 3mm thick polythene pipe complete with all accessories embedded in wall to 240 V 6A 5 pin plug point incl. S&F 240V 6A 3 pin Modular type plug socket & modular type switch(Crabtree) incl. S&F earth continuity wire fixed on 4 module GI switch board with 3/4 module top cover plate flushed in wall incl mending good damage to original finish. a) on board | BI01010001010000000000000515BI0100001299 | 66 | pts | 261 |  |  | Excess(+) | 1 | Full Conversion | INR | [40 empty] | 17226 | 17226 | INR Seventeen Thousand Two Hundred & Twenty Six Only
189 | b) Average run 4.5 mtr | BI01010001010000000000000515BI0100001300 | 20 | pts | 993 |  |  | Excess(+) | 1 | Full Conversion | INR | [40 empty] | 19860 | 19860 | INR Nineteen Thousand Eight Hundred & Sixty Only
190 | Supply & Fixing 240 V, 16 A, 3 pin Modular type Power plug socket (Crabtree/Legrand) with 16A Modular type switch, without plug top on 4 Module GI Modular type switch board with top cover plate flushed in wall incl. S&F switch board and cover plate and making necy. connections with PVC Cu and earth continuity wire | BI01010001010000000000000515BI0100001301 | 4 | sets | 527 |  |  | Excess(+) | 1 | Full Conversion | INR | [40 empty] | 2108 | 2108 | INR Two Thousand One Hundred & Eight Only
191 | Supply of single 4 ft. 20watt LED tube light fitting (make philips /CromptionCat.Box -TMC 501/IGP131LT8-16) incl. | BI01010001010000000000000515BI0100001302 | 32 | Set | 985 |  |  | Excess(+) | 1 | Full Conversion | INR | [40 empty] | 31520 | 31520 | INR Thirty One Thousand Five Hundred & Twenty Only
192 | Supply 4' 20w Twin LED Box type tube light fitting (Make Crompton, cat no - IGP 132 L-8-16) complete with 2 X 20W Polycarbonate LED Tube (Cat no -LT8-20-865-2) | BI01010001010000000000000515BI0100001303 | 2 | set | 1658 |  |  | Excess(+) | 1 | Full Conversion | INR | [40 empty] | 3316 | 3316 | INR Three Thousand Three Hundred & Sixteen Only
193 | Supply 2' 8w LED tube light (Make Crompton cat - LTT8-8) complete with Mirolta decorative box type fitting (Make Crompton, cat no - DMLNLT8 - 8) | BI01010001010000000000000515BI0100001304 | 95 | set | 975 |  |  | Excess(+) | 1 | Full Conversion | INR | [40 empty] | 92625 | 92625 | INR Ninety Two Thousand Six Hundred & Twenty Five Only
194 | Fixing the above Tube light fitting suspended 25 cm. Below the ceiling with 2 Nos. 20 mm dia E.I. conduit (14 SWG) support fixed with "L" type clamp fixed on ceiling with fastener & S/F connecting copper wire. | BI01010001010000000000000515BI0100001305 | 129 | Set | 222 |  |  | Excess(+) | 1 | Full Conversion | INR | [40 empty] | 28638 | 28638 | INR Twenty Eight Thousand Six Hundred & Thirty Eight Only
195 | Supply & fixing of 1200mm sweep Ceiling Fan (Orient/Crompton) or equivalent as approved by the EIC,complete with all acessaries Incl S/F necy copper flex wire. | BI01010001010000000000000515BI0100001306 | 43 | Set | 2142 |  |  | Excess(+) | 1 | Full Conversion | INR | [40 empty] | 92106 | 92106 | INR Ninety Two Thousand One Hundred & Six Only
196 | Supplying & Fixing of Box type fan clamp of 150mm dia & 80mm depth made of 16 SWG CRCA sheet with one end duly sealed by cover, properly welded, incl. S&F 12mm dia 600mm long MS rod duly bent by heat treatment at the centre position of rod to grip fan bobbin properly, incl. binding the rod and fan box with reinforcement by 22 SWG steel binding wire, incl. supplying & covering the box with alkathene sheet, placed in order to prevent concrete from entering the box. | BI01010001010000000000000515BI0100001307 | 43 | each | 192 |  |  | Excess(+) | 1 | Full Conversion | INR | [40 empty] | 8256 | 8256 | INR Eight Thousand Two Hundred & Fifty Six Only
197 | Supply & Fixing electronics step type, Moduler Socket type (2 module), Fan regulator (Legrand/Cabtree) | BI01010001010000000000000515BI0100001308 | 43 | set | 469 |  |  | Excess(+) | 1 | Full Conversion | INR | [40 empty] | 20167 | 20167 | INR Twenty Thousand One Hundred & Sixty Seven Only
198 | Supply & fixing 300 mm (12") sweep heavy duty exhaust fan (EPC/ Crompton/Orient) complete with louvre shutter after cutting hole on wall & mending good the damages. | BI01010001010000000000000515BI0100001309 | 8 | set | 2322 |  |  | Excess(+) | 1 | Full Conversion | INR | [40 empty] | 18576 | 18576 | INR Eighteen Thousand Five Hundred & Seventy Six Only
199 | Supply & fixing 225mm (9") sweep heavy duty exhaust fan (EPC/ Crompton/Orient) complete with louvre shutter after cutting hole on wall & mending good the damages. | BI01010001010000000000000515BI0100001310 | 9 | set | 1973 |  |  | Excess(+) | 1 | Full Conversion | INR | [40 empty] | 17757 | 17757 | INR Seventeen Thousand Seven Hundred & Fifty Seven Only
200 | Supply & fixing 5w LED night Lamp (Philips/Crompton) for batten light points | BI01010001010000000000000515BI0100001311 | 20 | Set | 145 |  |  | Excess(+) | 1 | Full Conversion | INR | [40 empty] | 2900 | 2900 | INR Two Thousand Nine Hundred Only
201 | Earthing the installation by 50 mm dia. G.I. Pipe (ISI-M) of 3.64 mtr. Long driven to an depth of 3.65 mtr. Below the ground level including S/F 1X4 SWG. G.I. Earth wire (4 mtr. Long) with nuts bolts & washers. | BI01010001010000000000000515BI0100001312 | 2 | Set | 1545 |  |  | Excess(+) | 1 | Full Conversion | INR | [40 empty] | 3090 | 3090 | INR Three Thousand &Ninety Only
202 | Supply & fixing of 90W LED Street light fitting (Make Crompton, cat no - LSTN-90-CDL) | BI01010001010000000000000515BI0100001313 | 7 | set | 11251 |  |  | Excess(+) | 1 | Full Conversion | INR | [40 empty] | 78757 | 78757 | INR Seventy Eight Thousand Seven Hundred & Fifty Seven Only
203 | Fixing only 40 Watt LED street light fitting complete with all accessories to be fixed/ projected from the wall of the building incl. making holes/ providing clamping arrangement & necy. GI reducer as required. S&F 40 mm GI pipe (ISI-Medium) quality 1.5 mts. average length having suitable bend S&F necy. length of 1.5 sqmm PVC insulated single core stranded annealed copper wire and making connections as required and mending good damages to wall incl. painting etc. | BI01010001010000000000000515BI0100001314 | 7 | set | 857 |  |  | Excess(+) | 1 | Full Conversion | INR | [40 empty] | 5999 | 5999 | INR Five Thousand Nine Hundred & Ninety Nine Only
Total in Figures | [51 empty] | 21877851.13 | 21877851.13 | INR Two Crore Eighteen Lakh Seventy Seven Thousand Eight Hundred & Fifty One and Paise Thirteen Only | 4 | Construction of chamber for 100mm sluice plates | item5 | 10 | Nos
Quoted Rate in Figures |  |  |  | Select | [47 empty] | 0 | 0 | INR Zero Only
Quoted Rate in Words |  | INR Zero Only
Note on K15: gepadmin: 1. If you choose "Full Conversion" then Column BA (AMOUNT) and Column BB (TAXES) BOTH values will be convert based on selected Currency in (Column L). 2. If you choose "Partial Conversion" then Column BA (AMOUNT) only will be converted based on selected currency (Column L) and Column BB (TAXES) value (INR) will be added to the converted values.
Note on K16: gepadmin: 1. If you choose "Full Conversion" then Column BA (AMOUNT) and Column BB (TAXES) BOTH values will be convert based on selected Currency in (Column L). 2. If you choose "Partial Conversion" then Column BA (AMOUNT) only will be converted based on selected currency (Column L) and Column BB (TAXES) value (INR) will be added to the converted values.
Note on K18: gepadmin: 1. If you choose "Full Conversion" then Column BA (AMOUNT) and Column BB (TAXES) BOTH values will be convert based on selected Currency in (Column L). 2. If you choose "Partial Conversion" then Column BA (AMOUNT) only will be converted based on selected currency (Column L) and Column BB (TAXES) value (INR) will be added to the converted values.
Note on K19: gepadmin: 1. If you choose "Full Conversion" then Column BA (AMOUNT) and Column BB (TAXES) BOTH values will be convert based on selected Currency in (Column L). 2. If you choose "Partial Conversion" then Column BA (AMOUNT) only will be converted based on selected currency (Column L) and Column BB (TAXES) value (INR) will be added to the converted values.
Note on K13: gepadmin: 1. If you choose "Full Conversion" then Column BA (AMOUNT) and Column BB (TAXES) BOTH values will be convert based on selected Currency in (Column L). 2. If you choose "Partial Conversion" then Column BA (AMOUNT) only will be converted based on selected currency (Column L) and Column BB (TAXES) value (INR) will be added to the converted values.
Note on K25: gepadmin: 1. If you choose "Full Conversion" then Column BA (AMOUNT) and Column BB (TAXES) BOTH values will be convert based on selected Currency in (Column L). 2. If you choose "Partial Conversion" then Column BA (AMOUNT) only will be converted based on selected currency (Column L) and Column BB (TAXES) value (INR) will be added to the converted values.
Note on K39: gepadmin: 1. If you choose "Full Conversion" then Column BA (AMOUNT) and Column BB (TAXES) BOTH values will be convert based on selected Currency in (Column L). 2. If you choose "Partial Conversion" then Column BA (AMOUNT) only will be converted based on selected currency (Column L) and Column BB (TAXES) value (INR) will be added to the converted values.
Note on K54: gepadmin: 1. If you choose "Full Conversion" then Column BA (AMOUNT) and Column BB (TAXES) BOTH values will be convert based on selected Currency in (Column L). 2. If you choose "Partial Conversion" then Column BA (AMOUNT) only will be converted based on selected currency (Column L) and Column BB (TAXES) value (INR) will be added to the converted values.
Note on K57: gepadmin: 1. If you choose "Full Conversion" then Column BA (AMOUNT) and Column BB (TAXES) BOTH values will be convert based on selected Currency in (Column L). 2. If you choose "Partial Conversion" then Column BA (AMOUNT) only will be converted based on selected currency (Column L) and Column BB (TAXES) value (INR) will be added to the converted values.
Note on K61: gepadmin: 1. If you choose "Full Conversion" then Column BA (AMOUNT) and Column BB (TAXES) BOTH values will be convert based on selected Currency in (Column L). 2. If you choose "Partial Conversion" then Column BA (AMOUNT) only will be converted based on selected currency (Column L) and Column BB (TAXES) value (INR) will be added to the converted values.
Note on K66: gepadmin: 1. If you choose "Full Conversion" then Column BA (AMOUNT) and Column BB (TAXES) BOTH values will be convert based on selected Currency in (Column L). 2. If you choose "Partial Conversion" then Column BA (AMOUNT) only will be converted based on selected currency (Column L) and Column BB (TAXES) value (INR) will be added to the converted values.
Note on K72: gepadmin: 1. If you choose "Full Conversion" then Column BA (AMOUNT) and Column BB (TAXES) BOTH values will be convert based on selected Currency in (Column L). 2. If you choose "Partial Conversion" then Column BA (AMOUNT) only will be converted based on selected currency (Column L) and Column BB (TAXES) value (INR) will be added to the converted values.
Note on K77: gepadmin: 1. If you choose "Full Conversion" then Column BA (AMOUNT) and Column BB (TAXES) BOTH values will be convert based on selected Currency in (Column L). 2. If you choose "Partial Conversion" then Column BA (AMOUNT) only will be converted based on selected currency (Column L) and Column BB (TAXES) value (INR) will be added to the converted values.
Note on K97: gepadmin: 1. If you choose "Full Conversion" then Column BA (AMOUNT) and Column BB (TAXES) BOTH values will be convert based on selected Currency in (Column L). 2. If you choose "Partial Conversion" then Column BA (AMOUNT) only will be converted based on selected currency (Column L) and Column BB (TAXES) value (INR) will be added to the converted values.
Note on K100: gepadmin: 1. If you choose "Full Conversion" then Column BA (AMOUNT) and Column BB (TAXES) BOTH values will be convert based on selected Currency in (Column L). 2. If you choose "Partial Conversion" then Column BA (AMOUNT) only will be converted based on selected currency (Column L) and Column BB (TAXES) value (INR) will be added to the converted values.
Note on K107: gepadmin: 1. If you choose "Full Conversion" then Column BA (AMOUNT) and Column BB (TAXES) BOTH values will be convert based on selected Currency in (Column L). 2. If you choose "Partial Conversion" then Column BA (AMOUNT) only will be converted based on selected currency (Column L) and Column BB (TAXES) value (INR) will be added to the converted values.
Note on K109: gepadmin: 1. If you choose "Full Conversion" then Column BA (AMOUNT) and Column BB (TAXES) BOTH values will be convert based on selected Currency in (Column L). 2. If you choose "Partial Conversion" then Column BA (AMOUNT) only will be converted based on selected currency (Column L) and Column BB (TAXES) value (INR) will be added to the converted values.
Note on K112: gepadmin: 1. If you choose "Full Conversion" then Column BA (AMOUNT) and Column BB (TAXES) BOTH values will be convert based on selected Currency in (Column L). 2. If you choose "Partial Conversion" then Column BA (AMOUNT) only will be converted based on selected currency (Column L) and Column BB (TAXES) value (INR) will be added to the converted values.
Note on K118: gepadmin: 1. If you choose "Full Conversion" then Column BA (AMOUNT) and Column BB (TAXES) BOTH values will be convert based on selected Currency in (Column L). 2. If you choose "Partial Conversion" then Column BA (AMOUNT) only will be converted based on selected currency (Column L) and Column BB (TAXES) value (INR) will be added to the converted values.
Note on K141: gepadmin: 1. If you choose "Full Conversion" then Column BA (AMOUNT) and Column BB (TAXES) BOTH values will be convert based on selected Currency in (Column L). 2. If you choose "Partial Conversion" then Column BA (AMOUNT) only will be converted based on selected currency (Column L) and Column BB (TAXES) value (INR) will be added to the converted values.
Note on K169: gepadmin: 1. If you choose "Full Conversion" then Column BA (AMOUNT) and Column BB (TAXES) BOTH values will be convert based on selected Currency in (Column L). 2. If you choose "Partial Conversion" then Column BA (AMOUNT) only will be converted based on selected currency (Column L) and Column BB (TAXES) value (INR) will be added to the converted values.
Note on K177: gepadmin: 1. If you choose "Full Conversion" then Column BA (AMOUNT) and Column BB (TAXES) BOTH values will be convert based on selected Currency in (Column L). 2. If you choose "Partial Conversion" then Column BA (AMOUNT) only will be converted based on selected currency (Column L) and Column BB (TAXES) value (INR) will be added to the converted values.
Note on K196: gepadmin: 1. If you choose "Full Conversion" then Column BA (AMOUNT) and Column BB (TAXES) BOTH values will be convert based on selected Currency in (Column L). 2. If you choose "Partial Conversion" then Column BA (AMOUNT) only will be converted based on selected currency (Column L) and Column BB (TAXES) value (INR) will be added to the converted values.
Note on K213: gepadmin: 1. If you choose "Full Conversion" then Column BA (AMOUNT) and Column BB (TAXES) BOTH values will be convert based on selected Currency in (Column L). 2. If you choose "Partial Conversion" then Column BA (AMOUNT) only will be converted based on selected currency (Column L) and Column BB (TAXES) value (INR) will be added to the converted values.
Note on K14: gepadmin: 1. If you choose "Full Conversion" then Column BA (AMOUNT) and Column BB (TAXES) BOTH values will be convert based on selected Currency in (Column L). 2. If you choose "Partial Conversion" then Column BA (AMOUNT) only will be converted based on selected currency (Column L) and Column BB (TAXES) value (INR) will be added to the converted values.
Note on K52: gepadmin: 1. If you choose "Full Conversion" then Column BA (AMOUNT) and Column BB (TAXES) BOTH values will be convert based on selected Currency in (Column L). 2. If you choose "Partial Conversion" then Column BA (AMOUNT) only will be converted based on selected currency (Column L) and Column BB (TAXES) value (INR) will be added to the converted values.
Note on K49: gepadmin: 1. If you choose "Full Conversion" then Column BA (AMOUNT) and Column BB (TAXES) BOTH values will be convert based on selected Currency in (Column L). 2. If you choose "Partial Conversion" then Column BA (AMOUNT) only will be converted based on selected currency (Column L) and Column BB (TAXES) value (INR) will be added to the converted values.
Note on K55: gepadmin: 1. If you choose "Full Conversion" then Column BA (AMOUNT) and Column BB (TAXES) BOTH values will be convert based on selected Currency in (Column L). 2. If you choose "Partial Conversion" then Column BA (AMOUNT) only will be converted based on selected currency (Column L) and Column BB (TAXES) value (INR) will be added to the converted values.
Note on K69: gepadmin: 1. If you choose "Full Conversion" then Column BA (AMOUNT) and Column BB (TAXES) BOTH values will be convert based on selected Currency in (Column L). 2. If you choose "Partial Conversion" then Column BA (AMOUNT) only will be converted based on selected currency (Column L) and Column BB (TAXES) value (INR) will be added to the converted values.
Note on K74: gepadmin: 1. If you choose "Full Conversion" then Column BA (AMOUNT) and Column BB (TAXES) BOTH values will be convert based on selected Currency in (Column L). 2. If you choose "Partial Conversion" then Column BA (AMOUNT) only will be converted based on selected currency (Column L) and Column BB (TAXES) value (INR) will be added to the converted values.
Note on K79: gepadmin: 1. If you choose "Full Conversion" then Column BA (AMOUNT) and Column BB (TAXES) BOTH values will be convert based on selected Currency in (Column L). 2. If you choose "Partial Conversion" then Column BA (AMOUNT) only will be converted based on selected currency (Column L) and Column BB (TAXES) value (INR) will be added to the converted values.
Note on K85: gepadmin: 1. If you choose "Full Conversion" then Column BA (AMOUNT) and Column BB (TAXES) BOTH values will be convert based on selected Currency in (Column L). 2. If you choose "Partial Conversion" then Column BA (AMOUNT) only will be converted based on selected currency (Column L) and Column BB (TAXES) value (INR) will be added to the converted values.
Note on K89: gepadmin: 1. If you choose "Full Conversion" then Column BA (AMOUNT) and Column BB (TAXES) BOTH values will be convert based on selected Currency in (Column L). 2. If you choose "Partial Conversion" then Column BA (AMOUNT) only will be converted based on selected currency (Column L) and Column BB (TAXES) value (INR) will be added to the converted values.
Note on K92: gepadmin: 1. If you choose "Full Conversion" then Column BA (AMOUNT) and Column BB (TAXES) BOTH values will be convert based on selected Currency in (Column L). 2. If you choose "Partial Conversion" then Column BA (AMOUNT) only will be converted based on selected currency (Column L) and Column BB (TAXES) value (INR) will be added to the converted values.
Note on K95: gepadmin: 1. If you choose "Full Conversion" then Column BA (AMOUNT) and Column BB (TAXES) BOTH values will be convert based on selected Currency in (Column L). 2. If you choose "Partial Conversion" then Column BA (AMOUNT) only will be converted based on selected currency (Column L) and Column BB (TAXES) value (INR) will be added to the converted values.
Note on K101: gepadmin: 1. If you choose "Full Conversion" then Column BA (AMOUNT) and Column BB (TAXES) BOTH values will be convert based on selected Currency in (Column L). 2. If you choose "Partial Conversion" then Column BA (AMOUNT) only will be converted based on selected currency (Column L) and Column BB (TAXES) value (INR) will be added to the converted values.
Note on K106: gepadmin: 1. If you choose "Full Conversion" then Column BA (AMOUNT) and Column BB (TAXES) BOTH values will be convert based on selected Currency in (Column L). 2. If you choose "Partial Conversion" then Column BA (AMOUNT) only will be converted based on selected currency (Column L) and Column BB (TAXES) value (INR) will be added to the converted values.
Note on K113: gepadmin: 1. If you choose "Full Conversion" then Column BA (AMOUNT) and Column BB (TAXES) BOTH values will be convert based on selected Currency in (Column L). 2. If you choose "Partial Conversion" then Column BA (AMOUNT) only will be converted based on selected currency (Column L) and Column BB (TAXES) value (INR) will be added to the converted values.
Note on K119: gepadmin: 1. If you choose "Full Conversion" then Column BA (AMOUNT) and Column BB (TAXES) BOTH values will be convert based on selected Currency in (Column L). 2. If you choose "Partial Conversion" then Column BA (AMOUNT) only will be converted based on selected currency (Column L) and Column BB (TAXES) value (INR) will be added to the converted values.
Note on K124: gepadmin: 1. If you choose "Full Conversion" then Column BA (AMOUNT) and Column BB (TAXES) BOTH values will be convert based on selected Currency in (Column L). 2. If you choose "Partial Conversion" then Column BA (AMOUNT) only will be converted based on selected currency (Column L) and Column BB (TAXES) value (INR) will be added to the converted values.
Note on K110: gepadmin: 1. If you choose "Full Conversion" then Column BA (AMOUNT) and Column BB (TAXES) BOTH values will be convert based on selected Currency in (Column L). 2. If you choose "Partial Conversion" then Column BA (AMOUNT) only will be converted based on selected currency (Column L) and Column BB (TAXES) value (INR) will be added to the converted values.
Note on K115: gepadmin: 1. If you choose "Full Conversion" then Column BA (AMOUNT) and Column BB (TAXES) BOTH values will be convert based on selected Currency in (Column L). 2. If you choose "Partial Conversion" then Column BA (AMOUNT) only will be converted based on selected currency (Column L) and Column BB (TAXES) value (INR) will be added to the converted values.
Note on K122: gepadmin: 1. If you choose "Full Conversion" then Column BA (AMOUNT) and Column BB (TAXES) BOTH values will be convert based on selected Currency in (Column L). 2. If you choose "Partial Conversion" then Column BA (AMOUNT) only will be converted based on selected currency (Column L) and Column BB (TAXES) value (INR) will be added to the converted values.
Note on K127: gepadmin: 1. If you choose "Full Conversion" then Column BA (AMOUNT) and Column BB (TAXES) BOTH values will be convert based on selected Currency in (Column L). 2. If you choose "Partial Conversion" then Column BA (AMOUNT) only will be converted based on selected currency (Column L) and Column BB (TAXES) value (INR) will be added to the converted values.
Note on K132: gepadmin: 1. If you choose "Full Conversion" then Column BA (AMOUNT) and Column BB (TAXES) BOTH values will be convert based on selected Currency in (Column L). 2. If you choose "Partial Conversion" then Column BA (AMOUNT) only will be converted based on selected currency (Column L) and Column BB (TAXES) value (INR) will be added to the converted values.
Note on K138: gepadmin: 1. If you choose "Full Conversion" then Column BA (AMOUNT) and Column BB (TAXES) BOTH values will be convert based on selected Currency in (Column L). 2. If you choose "Partial Conversion" then Column BA (AMOUNT) only will be converted based on selected currency (Column L) and Column BB (TAXES) value (INR) will be added to the converted values.
Note on K142: gepadmin: 1. If you choose "Full Conversion" then Column BA (AMOUNT) and Column BB (TAXES) BOTH values will be convert based on selected Currency in (Column L). 2. If you choose "Partial Conversion" then Column BA (AMOUNT) only will be converted based on selected currency (Column L) and Column BB (TAXES) value (INR) will be added to the converted values.
Note on K145: gepadmin: 1. If you choose "Full Conversion" then Column BA (AMOUNT) and Column BB (TAXES) BOTH values will be convert based on selected Currency in (Column L). 2. If you choose "Partial Conversion" then Column BA (AMOUNT) only will be converted based on selected currency (Column L) and Column BB (TAXES) value (INR) will be added to the converted values.
Note on K150: gepadmin: 1. If you choose "Full Conversion" then Column BA (AMOUNT) and Column BB (TAXES) BOTH values will be convert based on selected Currency in (Column L). 2. If you choose "Partial Conversion" then Column BA (AMOUNT) only will be converted based on selected currency (Column L) and Column BB (TAXES) value (INR) will be added to the converted values.
Note on K156: gepadmin: 1. If you choose "Full Conversion" then Column BA (AMOUNT) and Column BB (TAXES) BOTH values will be convert based on selected Currency in (Column L). 2. If you choose "Partial Conversion" then Column BA (AMOUNT) only will be converted based on selected currency (Column L) and Column BB (TAXES) value (INR) will be added to the converted values.
Note on K157: gepadmin: 1. If you choose "Full Conversion" then Column BA (AMOUNT) and Column BB (TAXES) BOTH values will be convert based on selected Currency in (Column L). 2. If you choose "Partial Conversion" then Column BA (AMOUNT) only will be converted based on selected currency (Column L) and Column BB (TAXES) value (INR) will be added to the converted values.
Note on K167: gepadmin: 1. If you choose "Full Conversion" then Column BA (AMOUNT) and Column BB (TAXES) BOTH values will be convert based on selected Currency in (Column L). 2. If you choose "Partial Conversion" then Column BA (AMOUNT) only will be converted based on selected currency (Column L) and Column BB (TAXES) value (INR) will be added to the converted values.
Note on K173: gepadmin: 1. If you choose "Full Conversion" then Column BA (AMOUNT) and Column BB (TAXES) BOTH values will be convert based on selected Currency in (Column L). 2. If you choose "Partial Conversion" then Column BA (AMOUNT) only will be converted based on selected currency (Column L) and Column BB (TAXES) value (INR) will be added to the converted values.
Note on K178: gepadmin: 1. If you choose "Full Conversion" then Column BA (AMOUNT) and Column BB (TAXES) BOTH values will be convert based on selected Currency in (Column L). 2. If you choose "Partial Conversion" then Column BA (AMOUNT) only will be converted based on selected currency (Column L) and Column BB (TAXES) value (INR) will be added to the converted values.
Note on K179: gepadmin: 1. If you choose "Full Conversion" then Column BA (AMOUNT) and Column BB (TAXES) BOTH values will be convert based on selected Currency in (Column L). 2. If you choose "Partial Conversion" then Column BA (AMOUNT) only will be converted based on selected currency (Column L) and Column BB (TAXES) value (INR) will be added to the converted values.
Note on K180: gepadmin: 1. If you choose "Full Conversion" then Column BA (AMOUNT) and Column BB (TAXES) BOTH values will be convert based on selected Currency in (Column L). 2. If you choose "Partial Conversion" then Column BA (AMOUNT) only will be converted based on selected currency (Column L) and Column BB (TAXES) value (INR) will be added to the converted values.
Note on K184: gepadmin: 1. If you choose "Full Conversion" then Column BA (AMOUNT) and Column BB (TAXES) BOTH values will be convert based on selected Currency in (Column L). 2. If you choose "Partial Conversion" then Column BA (AMOUNT) only will be converted based on selected currency (Column L) and Column BB (TAXES) value (INR) will be added to the converted values.
Note on K192: gepadmin: 1. If you choose "Full Conversion" then Column BA (AMOUNT) and Column BB (TAXES) BOTH values will be convert based on selected Currency in (Column L). 2. If you choose "Partial Conversion" then Column BA (AMOUNT) only will be converted based on selected currency (Column L) and Column BB (TAXES) value (INR) will be added to the converted values.
Note on K194: gepadmin: 1. If you choose "Full Conversion" then Column BA (AMOUNT) and Column BB (TAXES) BOTH values will be convert based on selected Currency in (Column L). 2. If you choose "Partial Conversion" then Column BA (AMOUNT) only will be converted based on selected currency (Column L) and Column BB (TAXES) value (INR) will be added to the converted values.
Note on K202: gepadmin: 1. If you choose "Full Conversion" then Column BA (AMOUNT) and Column BB (TAXES) BOTH values will be convert based on selected Currency in (Column L). 2. If you choose "Partial Conversion" then Column BA (AMOUNT) only will be converted based on selected currency (Column L) and Column BB (TAXES) value (INR) will be added to the converted values.
Note on K206: gepadmin: 1. If you choose "Full Conversion" then Column BA (AMOUNT) and Column BB (TAXES) BOTH values will be convert based on selected Currency in (Column L). 2. If you choose "Partial Conversion" then Column BA (AMOUNT) only will be converted based on selected currency (Column L) and Column BB (TAXES) value (INR) will be added to the converted values.
Note on K17: gepadmin: 1. If you choose "Full Conversion" then Column BA (AMOUNT) and Column BB (TAXES) BOTH values will be convert based on selected Currency in (Column L). 2. If you choose "Partial Conversion" then Column BA (AMOUNT) only will be converted based on selected currency (Column L) and Column BB (TAXES) value (INR) will be added to the converted values.
Note on K20: gepadmin: 1. If you choose "Full Conversion" then Column BA (AMOUNT) and Column BB (TAXES) BOTH values will be convert based on selected Currency in (Column L). 2. If you choose "Partial Conversion" then Column BA (AMOUNT) only will be converted based on selected currency (Column L) and Column BB (TAXES) value (INR) will be added to the converted values.
Note on K40: gepadmin: 1. If you choose "Full Conversion" then Column BA (AMOUNT) and Column BB (TAXES) BOTH values will be convert based on selected Currency in (Column L). 2. If you choose "Partial Conversion" then Column BA (AMOUNT) only will be converted based on selected currency (Column L) and Column BB (TAXES) value (INR) will be added to the converted values.
Note on K23: gepadmin: 1. If you choose "Full Conversion" then Column BA (AMOUNT) and Column BB (TAXES) BOTH values will be convert based on selected Currency in (Column L). 2. If you choose "Partial Conversion" then Column BA (AMOUNT) only will be converted based on selected currency (Column L) and Column BB (TAXES) value (INR) will be added to the converted values.
Note on K32: gepadmin: 1. If you choose "Full Conversion" then Column BA (AMOUNT) and Column BB (TAXES) BOTH values will be convert based on selected Currency in (Column L). 2. If you choose "Partial Conversion" then Column BA (AMOUNT) only will be converted based on selected currency (Column L) and Column BB (TAXES) value (INR) will be added to the converted values.
Note on K42: gepadmin: 1. If you choose "Full Conversion" then Column BA (AMOUNT) and Column BB (TAXES) BOTH values will be convert based on selected Currency in (Column L). 2. If you choose "Partial Conversion" then Column BA (AMOUNT) only will be converted based on selected currency (Column L) and Column BB (TAXES) value (INR) will be added to the converted values.
Note on K50: gepadmin: 1. If you choose "Full Conversion" then Column BA (AMOUNT) and Column BB (TAXES) BOTH values will be convert based on selected Currency in (Column L). 2. If you choose "Partial Conversion" then Column BA (AMOUNT) only will be converted based on selected currency (Column L) and Column BB (TAXES) value (INR) will be added to the converted values.
Note on K51: gepadmin: 1. If you choose "Full Conversion" then Column BA (AMOUNT) and Column BB (TAXES) BOTH values will be convert based on selected Currency in (Column L). 2. If you choose "Partial Conversion" then Column BA (AMOUNT) only will be converted based on selected currency (Column L) and Column BB (TAXES) value (INR) will be added to the converted values.
Note on K56: gepadmin: 1. If you choose "Full Conversion" then Column BA (AMOUNT) and Column BB (TAXES) BOTH values will be convert based on selected Currency in (Column L). 2. If you choose "Partial Conversion" then Column BA (AMOUNT) only will be converted based on selected currency (Column L) and Column BB (TAXES) value (INR) will be added to the converted values.
Note on K70: gepadmin: 1. If you choose "Full Conversion" then Column BA (AMOUNT) and Column BB (TAXES) BOTH values will be convert based on selected Currency in (Column L). 2. If you choose "Partial Conversion" then Column BA (AMOUNT) only will be converted based on selected currency (Column L) and Column BB (TAXES) value (INR) will be added to the converted values.
Note on K75: gepadmin: 1. If you choose "Full Conversion" then Column BA (AMOUNT) and Column BB (TAXES) BOTH values will be convert based on selected Currency in (Column L). 2. If you choose "Partial Conversion" then Column BA (AMOUNT) only will be converted based on selected currency (Column L) and Column BB (TAXES) value (INR) will be added to the converted values.
Note on K80: gepadmin: 1. If you choose "Full Conversion" then Column BA (AMOUNT) and Column BB (TAXES) BOTH values will be convert based on selected Currency in (Column L). 2. If you choose "Partial Conversion" then Column BA (AMOUNT) only will be converted based on selected currency (Column L) and Column BB (TAXES) value (INR) will be added to the converted values.
Note on K86: gepadmin: 1. If you choose "Full Conversion" then Column BA (AMOUNT) and Column BB (TAXES) BOTH values will be convert based on selected Currency in (Column L). 2. If you choose "Partial Conversion" then Column BA (AMOUNT) only will be converted based on selected currency (Column L) and Column BB (TAXES) value (INR) will be added to the converted values.
Note on K90: gepadmin: 1. If you choose "Full Conversion" then Column BA (AMOUNT) and Column BB (TAXES) BOTH values will be convert based on selected Currency in (Column L). 2. If you choose "Partial Conversion" then Column BA (AMOUNT) only will be converted based on selected currency (Column L) and Column BB (TAXES) value (INR) will be added to the converted values.
Note on K93: gepadmin: 1. If you choose "Full Conversion" then Column BA (AMOUNT) and Column BB (TAXES) BOTH values will be convert based on selected Currency in (Column L). 2. If you choose "Partial Conversion" then Column BA (AMOUNT) only will be converted based on selected currency (Column L) and Column BB (TAXES) value (INR) will be added to the converted values.
Note on K96: gepadmin: 1. If you choose "Full Conversion" then Column BA (AMOUNT) and Column BB (TAXES) BOTH values will be convert based on selected Currency in (Column L). 2. If you choose "Partial Conversion" then Column BA (AMOUNT) only will be converted based on selected currency (Column L) and Column BB (TAXES) value (INR) will be added to the converted values.
Note on K102: gepadmin: 1. If you choose "Full Conversion" then Column BA (AMOUNT) and Column BB (TAXES) BOTH values will be convert based on selected Currency in (Column L). 2. If you choose "Partial Conversion" then Column BA (AMOUNT) only will be converted based on selected currency (Column L) and Column BB (TAXES) value (INR) will be added to the converted values.
Note on K111: gepadmin: 1. If you choose "Full Conversion" then Column BA (AMOUNT) and Column BB (TAXES) BOTH values will be convert based on selected Currency in (Column L). 2. If you choose "Partial Conversion" then Column BA (AMOUNT) only will be converted based on selected currency (Column L) and Column BB (TAXES) value (INR) will be added to the converted values.
Note on K116: gepadmin: 1. If you choose "Full Conversion" then Column BA (AMOUNT) and Column BB (TAXES) BOTH values will be convert based on selected Currency in (Column L). 2. If you choose "Partial Conversion" then Column BA (AMOUNT) only will be converted based on selected currency (Column L) and Column BB (TAXES) value (INR) will be added to the converted values.
Note on K128: gepadmin: 1. If you choose "Full Conversion" then Column BA (AMOUNT) and Column BB (TAXES) BOTH values will be convert based on selected Currency in (Column L). 2. If you choose "Partial Conversion" then Column BA (AMOUNT) only will be converted based on selected currency (Column L) and Column BB (TAXES) value (INR) will be added to the converted values.
Note on K139: gepadmin: 1. If you choose "Full Conversion" then Column BA (AMOUNT) and Column BB (TAXES) BOTH values will be convert based on selected Currency in (Column L). 2. If you choose "Partial Conversion" then Column BA (AMOUNT) only will be converted based on selected currency (Column L) and Column BB (TAXES) value (INR) will be added to the converted values.
Note on K146: gepadmin: 1. If you choose "Full Conversion" then Column BA (AMOUNT) and Column BB (TAXES) BOTH values will be convert based on selected Currency in (Column L). 2. If you choose "Partial Conversion" then Column BA (AMOUNT) only will be converted based on selected currency (Column L) and Column BB (TAXES) value (INR) will be added to the converted values.
Note on K148: gepadmin: 1. If you choose "Full Conversion" then Column BA (AMOUNT) and Column BB (TAXES) BOTH values will be convert based on selected Currency in (Column L). 2. If you choose "Partial Conversion" then Column BA (AMOUNT) only will be converted based on selected currency (Column L) and Column BB (TAXES) value (INR) will be added to the converted values.
Note on K153: gepadmin: 1. If you choose "Full Conversion" then Column BA (AMOUNT) and Column BB (TAXES) BOTH values will be convert based on selected Currency in (Column L). 2. If you choose "Partial Conversion" then Column BA (AMOUNT) only will be converted based on selected currency (Column L) and Column BB (TAXES) value (INR) will be added to the converted values.
Note on K159: gepadmin: 1. If you choose "Full Conversion" then Column BA (AMOUNT) and Column BB (TAXES) BOTH values will be convert based on selected Currency in (Column L). 2. If you choose "Partial Conversion" then Column BA (AMOUNT) only will be converted based on selected currency (Column L) and Column BB (TAXES) value (INR) will be added to the converted values.
Note on K162: gepadmin: 1. If you choose "Full Conversion" then Column BA (AMOUNT) and Column BB (TAXES) BOTH values will be convert based on selected Currency in (Column L). 2. If you choose "Partial Conversion" then Column BA (AMOUNT) only will be converted based on selected currency (Column L) and Column BB (TAXES) value (INR) will be added to the converted values.
Note on K165: gepadmin: 1. If you choose "Full Conversion" then Column BA (AMOUNT) and Column BB (TAXES) BOTH values will be convert based on selected Currency in (Column L). 2. If you choose "Partial Conversion" then Column BA (AMOUNT) only will be converted based on selected currency (Column L) and Column BB (TAXES) value (INR) will be added to the converted values.
Note on K181: gepadmin: 1. If you choose "Full Conversion" then Column BA (AMOUNT) and Column BB (TAXES) BOTH values will be convert based on selected Currency in (Column L). 2. If you choose "Partial Conversion" then Column BA (AMOUNT) only will be converted based on selected currency (Column L) and Column BB (TAXES) value (INR) will be added to the converted values.
Note on K182: gepadmin: 1. If you choose "Full Conversion" then Column BA (AMOUNT) and Column BB (TAXES) BOTH values will be convert based on selected Currency in (Column L). 2. If you choose "Partial Conversion" then Column BA (AMOUNT) only will be converted based on selected currency (Column L) and Column BB (TAXES) value (INR) will be added to the converted values.
Note on K186: gepadmin: 1. If you choose "Full Conversion" then Column BA (AMOUNT) and Column BB (TAXES) BOTH values will be convert based on selected Currency in (Column L). 2. If you choose "Partial Conversion" then Column BA (AMOUNT) only will be converted based on selected currency (Column L) and Column BB (TAXES) value (INR) will be added to the converted values.
Note on K187: gepadmin: 1. If you choose "Full Conversion" then Column BA (AMOUNT) and Column BB (TAXES) BOTH values will be convert based on selected Currency in (Column L). 2. If you choose "Partial Conversion" then Column BA (AMOUNT) only will be converted based on selected currency (Column L) and Column BB (TAXES) value (INR) will be added to the converted values.
Note on K188: gepadmin: 1. If you choose "Full Conversion" then Column BA (AMOUNT) and Column BB (TAXES) BOTH values will be convert based on selected Currency in (Column L). 2. If you choose "Partial Conversion" then Column BA (AMOUNT) only will be converted based on selected currency (Column L) and Column BB (TAXES) value (INR) will be added to the converted values.
Note on K191: gepadmin: 1. If you choose "Full Conversion" then Column BA (AMOUNT) and Column BB (TAXES) BOTH values will be convert based on selected Currency in (Column L). 2. If you choose "Partial Conversion" then Column BA (AMOUNT) only will be converted based on selected currency (Column L) and Column BB (TAXES) value (INR) will be added to the converted values.
Note on K197: gepadmin: 1. If you choose "Full Conversion" then Column BA (AMOUNT) and Column BB (TAXES) BOTH values will be convert based on selected Currency in (Column L). 2. If you choose "Partial Conversion" then Column BA (AMOUNT) only will be converted based on selected currency (Column L) and Column BB (TAXES) value (INR) will be added to the converted values.
Note on K198: gepadmin: 1. If you choose "Full Conversion" then Column BA (AMOUNT) and Column BB (TAXES) BOTH values will be convert based on selected Currency in (Column L). 2. If you choose "Partial Conversion" then Column BA (AMOUNT) only will be converted based on selected currency (Column L) and Column BB (TAXES) value (INR) will be added to the converted values.
Note on K205: gepadmin: 1. If you choose "Full Conversion" then Column BA (AMOUNT) and Column BB (TAXES) BOTH values will be convert based on selected Currency in (Column L). 2. If you choose "Partial Conversion" then Column BA (AMOUNT) only will be converted based on selected currency (Column L) and Column BB (TAXES) value (INR) will be added to the converted values.
Note on K209: gepadmin: 1. If you choose "Full Conversion" then Column BA (AMOUNT) and Column BB (TAXES) BOTH values will be convert based on selected Currency in (Column L). 2. If you choose "Partial Conversion" then Column BA (AMOUNT) only will be converted based on selected currency (Column L) and Column BB (TAXES) value (INR) will be added to the converted values.
Note on K133: gepadmin: 1. If you choose "Full Conversion" then Column BA (AMOUNT) and Column BB (TAXES) BOTH values will be convert based on selected Currency in (Column L). 2. If you choose "Partial Conversion" then Column BA (AMOUNT) only will be converted based on selected currency (Column L) and Column BB (TAXES) value (INR) will be added to the converted values.
Note on K199: gepadmin: 1. If you choose "Full Conversion" then Column BA (AMOUNT) and Column BB (TAXES) BOTH values will be convert based on selected Currency in (Column L). 2. If you choose "Partial Conversion" then Column BA (AMOUNT) only will be converted based on selected currency (Column L) and Column BB (TAXES) value (INR) will be added to the converted values.
Note on K183: gepadmin: 1. If you choose "Full Conversion" then Column BA (AMOUNT) and Column BB (TAXES) BOTH values will be convert based on selected Currency in (Column L). 2. If you choose "Partial Conversion" then Column BA (AMOUNT) only will be converted based on selected currency (Column L) and Column BB (TAXES) value (INR) will be added to the converted values.
Note on K123: gepadmin: 1. If you choose "Full Conversion" then Column BA (AMOUNT) and Column BB (TAXES) BOTH values will be convert based on selected Currency in (Column L). 2. If you choose "Partial Conversion" then Column BA (AMOUNT) only will be converted based on selected currency (Column L) and Column BB (TAXES) value (INR) will be added to the converted values.
Note on K129: gepadmin: 1. If you choose "Full Conversion" then Column BA (AMOUNT) and Column BB (TAXES) BOTH values will be convert based on selected Currency in (Column L). 2. If you choose "Partial Conversion" then Column BA (AMOUNT) only will be converted based on selected currency (Column L) and Column BB (TAXES) value (INR) will be added to the converted values.
Note on K134: gepadmin: 1. If you choose "Full Conversion" then Column BA (AMOUNT) and Column BB (TAXES) BOTH values will be convert based on selected Currency in (Column L). 2. If you choose "Partial Conversion" then Column BA (AMOUNT) only will be converted based on selected currency (Column L) and Column BB (TAXES) value (INR) will be added to the converted values.
Note on K160: gepadmin: 1. If you choose "Full Conversion" then Column BA (AMOUNT) and Column BB (TAXES) BOTH values will be convert based on selected Currency in (Column L). 2. If you choose "Partial Conversion" then Column BA (AMOUNT) only will be converted based on selected currency (Column L) and Column BB (TAXES) value (INR) will be added to the converted values.
Note on K168: gepadmin: 1. If you choose "Full Conversion" then Column BA (AMOUNT) and Column BB (TAXES) BOTH values will be convert based on selected Currency in (Column L). 2. If you choose "Partial Conversion" then Column BA (AMOUNT) only will be converted based on selected currency (Column L) and Column BB (TAXES) value (INR) will be added to the converted values.
Note on K171: gepadmin: 1. If you choose "Full Conversion" then Column BA (AMOUNT) and Column BB (TAXES) BOTH values will be convert based on selected Currency in (Column L). 2. If you choose "Partial Conversion" then Column BA (AMOUNT) only will be converted based on selected currency (Column L) and Column BB (TAXES) value (INR) will be added to the converted values.
Note on K174: gepadmin: 1. If you choose "Full Conversion" then Column BA (AMOUNT) and Column BB (TAXES) BOTH values will be convert based on selected Currency in (Column L). 2. If you choose "Partial Conversion" then Column BA (AMOUNT) only will be converted based on selected currency (Column L) and Column BB (TAXES) value (INR) will be added to the converted values.
Note on K185: gepadmin: 1. If you choose "Full Conversion" then Column BA (AMOUNT) and Column BB (TAXES) BOTH values will be convert based on selected Currency in (Column L). 2. If you choose "Partial Conversion" then Column BA (AMOUNT) only will be converted based on selected currency (Column L) and Column BB (TAXES) value (INR) will be added to the converted values.
Note on K190: gepadmin: 1. If you choose "Full Conversion" then Column BA (AMOUNT) and Column BB (TAXES) BOTH values will be convert based on selected Currency in (Column L). 2. If you choose "Partial Conversion" then Column BA (AMOUNT) only will be converted based on selected currency (Column L) and Column BB (TAXES) value (INR) will be added to the converted values.
Note on K195: gepadmin: 1. If you choose "Full Conversion" then Column BA (AMOUNT) and Column BB (TAXES) BOTH values will be convert based on selected Currency in (Column L). 2. If you choose "Partial Conversion" then Column BA (AMOUNT) only will be converted based on selected currency (Column L) and Column BB (TAXES) value (INR) will be added to the converted values.

## Macros
Please Enable Macros to View BoQ information