## BoQ1 (hidden)
Percentage BoQ
BoQ_Ver3.0 | Percentage | Normal | INR Only | INR
Select, At Par, Excess (+), Less (-) |  | IOCL
Tender Inviting Authority: The Additional Chief Engineer, W.B.P.H&.I.D.Corpn. Ltd.
Name of Work: Construction of Urban P.S. Building (Barrack, Canteen along with some allied works) at English Bazar Under the district of Malda, West Bengal.
Contract No: WBPHIDCL/Addl.CE/NIT- 131(e)/2019-2020 (5th Call) For Sl. No. 2
Bidder Name :
PRICE SCHEDULE (This BOQ template must not be modified/replaced by the bidder and the same should be uploaded after filling the relevent columns, else the bidder is liable to be rejected for this tender. Bidders are allowed to enter the Bidder Name and Values only )
NUMBER # | TEXT # | TEXT # | NUMBER # | TEXT # | NUMBER | NUMBER | TEXT | TEXT # | NUMBER # | TEXT# | TEXT # | NUMBER # | NUMBER | NUMBER | NUMBER | NUMBER | TEXT | TEXT | NUMBER | NUMBER | NUMBER | NUMBER | TEXT | TEXT | NUMBER | NUMBER | NUMBER | NUMBER | TEXT | TEXT | NUMBER | NUMBER | NUMBER | NUMBER | TEXT | TEXT | NUMBER | NUMBER | NUMBER | NUMBER | TEXT | TEXT | NUMBER | NUMBER | NUMBER # | NUMBER # | TEXT | TEXT | NUMBER # | NUMBER # | DATE | NUMBER # | NUMBER # | TEXT #
Sl. No. | Item Description | Item Code / Make | Quantity | Units | Estimated Rate |  |  | Addition / Deduction | Addition / Deduction Values | Currency Convertion against each Item | Quoted Currency in INR / Other Currency | BASIC RATE In Figures To be entered by the Bidder Rs. P | Excise Duty | VAT | Freight Charges ( Unloading & Stacking) | Any Other Taxes/Duties/Levies |  |  | Other Taxes 2 | IIIrd Party i.e DGS&D / RITES etc Inspection Charges @0.34%+Service Tax | Less for Cenvat Credit,if any respect of Supplies Under full Excise Duty Category | [30 empty] | TOTAL AMOUNT With Taxes | TOTAL AMOUNT With Taxes | TOTAL AMOUNT In Words
1 | 2 | 3 | 4 | 5 | 6 | 7 | 8 | 9 | 10 | 11 | 12 | 13 | 14 | 15 | 16 | 17 | 18 | 19 | 20 | 21 | 22 | 23 | 24 | 25 | 26 | 27 | 28 | 29 | 30 | 31 | 32 | 33 | 34 | 35 | 36 | 37 | 38 | 39 | 40 | 41 | 42 | 43 | 44 | 45 | 46 | 47 | 48 | 49 | 50 | 51 | 52 | 53 | 54 | 55
1 | Civil works | BI01010001010000000000000515BI0100001112 | [57 empty] | 1 | Construction of chamber for 100mm sluices valve | item1 | 10 | 1 Nos
2 | Surface Dressing of the ground in any kind of soil including removing vegetation inequalities not exceeding 15 cm depth and disposal of the rubbish within a lead upto 75 m as directed. | BI01010001010000000000000515BI0100001113 | 1120.25 | Sqm | 11.31 |  |  | Excess(+) | 1 | Full Conversion | INR | [40 empty] | 12670.0275 | 12670.0275 | INR Twelve Thousand Six Hundred & Seventy and Paise Three Only | 10 | 11.31 | 11202.5 | 2 | Construction of chamber for 100mm sluices valve | item3 | 10 | Nos
3 | Earth work in excavation of foundation trenches of drains, in all sorts of soil (including mixed soil but excluding laterite or sandstone) including removing spreading or stacking the spoils with in a lead of 75m. As directed. The item includes necessary trim-ming the sides of trenches, levelling, dressing and ramming the bottom, bailing out water etc. as required complete. (a) Depth of excavation not execeeding 1,500 mm | BI01010001010000000000000515BI0100001114 | 728.922 | Cum | 134.92 |  |  | Excess(+) | 1 | Full Conversion | INR | [40 empty] | 98346.1562 | 98346.1562 | INR Ninety Eight Thousand Three Hundred & Forty Six and Paise Sixteen Only | 119.27 | 134.92 | 86938.5269 | 2 | Construction of chamber for 100mm sluices valve | item3 | 10 | Nos
4 | Earth work in excavation of foundation trenches of drains, in all sorts of soil (including mixed soil but excluding laterite or sandstone) including removing spreading or stacking the spoils with in a lead of 75m. As directed. The item includes necessary trim-ming the sides of trenches, levelling, dressing and ramming the bottom, bailing out water etc. as required complete. (b)Depth of excavation for additional depth beyond 1,500 mm. and upto 3,000 mm. but not requiring shoring | BI01010001010000000000000515BI0100001115 | 108.731 | CuM. | 217.62 |  |  | Excess(+) | 1 | Full Conversion | INR | [40 empty] | 23662.0402 | 23662.0402 | INR Twenty Three Thousand Six Hundred & Sixty Two and Paise Four Only | 192.38 | 217.62 | 20917.6698 | 3 | Supplying, Conveying and fixing spls. Including ea | item4 | 10 | Nos
5 | Earth work in filling in foundation trenches or plinth with good earth, in layer not exceeding 150mm including watering and ramming etc. layer by layer complete a) With earth obtained from excavation of foundation. | BI01010001010000000000000515BI0100001116 | 426.785 | Sqm | 87.71 |  |  | Excess(+) | 1 | Full Conversion | INR | [40 empty] | 37433.3124 | 37433.3124 | INR Thirty Seven Thousand Four Hundred & Thirty Three and Paise Thirty One Only |  |  |  | 1.01 | Supplying, Conveying and fixing spls. Including eart | item1 | 123.223 | Nos
6 | Removal of rubbish,earth etc.from the working site and disposal of thesame beyond the compound, inconformity with the Municipal/Corporation Rules for such disposal,loading in to truckand cleaning the site in all respect as per direction of Engineer in charge | BI01010001010000000000000515BI0100001117 | 415.8 | Cum | 187.78 |  |  | Excess(+) | 1 | Full Conversion | INR | [40 empty] | 78078.924 | 78078.924 | INR Seventy Eight Thousand &Seventy Eight and Paise Ninety Two Only | 166 | 187.78 | 69022.8 | 1.02 | Construction of chamber for 100mm sluice plates | item2 | 213 | Nos
7 | (A) Filling in foundation or plinth by silver sand in layers not exceeding 150 mm as directed and consolidating the same by thorough saturation with water, ramming complete including the cost of supply of sand. (payment to be made on measurement of finished quantity) | BI01010001010000000000000515BI0100001118 | 430.26 | Cum | 487.9 |  |  | Excess(+) | 1 | Full Conversion | INR | [40 empty] | 209923.854 | 209923.854 | INR Two Lakh Nine Thousand Nine Hundred & Twenty Three and Paise Eighty Five Only | 431.31 | 487.9 | 185575.4406 | 2 | Construction of chamber for 100mm sluices valve | item3 | 10 | Nos
8 | Single brick flat soling of picked jhama bricks including ramming and dressing bed to proper level, and filling joints with powered or local sand. | BI01010001010000000000000515BI0100001119 | 1394.56 | Sqm | 364.25 |  |  | Excess(+) | 1 | Full Conversion | INR | [40 empty] | 507968.48 | 507968.48 | INR Five Lakh Seven Thousand Nine Hundred & Sixty Eight and Paise Forty Eight Only | 322 | 364.25 | 449048.32 | 2 | Construction of chamber for 100mm sluices valve | item3 | 10 | Nos
9 | (I) Cement concrete with graded stone ballast (40 mm size excluding shuttering) In ground floor (B)With pakur Variety 1:3:6 | BI01010001010000000000000515BI0100001120 | 142.864 | Cum | 4908.28 |  |  | Excess(+) | 1 | Full Conversion | INR | [40 empty] | 701216.5139 | 701216.5139 | INR Seven Lakh One Thousand Two Hundred & Sixteen and Paise Fifty One Only | 4339 | 4908.28 | 619886.896 | 2 | Construction of chamber for 100mm sluices valve | item3 | 10 | Nos
10 | Controlled Cement concrete with well graded stone chips (20 mm nominal size) excluding shuttering and reinforcement with complete design of concrete as per IS : 456 and relevantspecial publications, submission of job mix formula after preliminary mix design after testing of concrete cubes as per direction of Engineer-in charge. Consumption of cement will not be less than 300 Kg of cement with Super plasticiser per cubic meter of controlled concrete but actual consumption will be determined on the basis of preliminary test and job mix foumula. In ground floor and foundation.[using concrete mixture] (b) M 25 Grade (i) Pakur Variety (A) AT GROUND FLOOR | BI01010001010000000000000515BI0100001121 | 510 | Cum | 6510.06 |  |  | Excess(+) | 1 | Full Conversion | INR | [40 empty] | 3320130.6 | 3320130.6 | INR Thirty Three Lakh Twenty Thousand One Hundred & Thirty and Paise Sixty Only | 5755 | 6510.06 | 2935050 | 2 | Construction of chamber for 100mm sluices valve | item3 | 10 | Nos
11 | Controlled Cement concrete with well graded stone chips (20 mm nominal size) excluding shuttering and reinforcement with complete design of concrete as per IS : 456 and relevantspecial publications, submission of job mix formula after preliminary mix design after testing of concrete cubes as per direction of Engineer-in charge. Consumption of cement will not be less than 300 Kg of cement with Super plasticiser per cubic meter of controlled concrete but actual consumption will be determined on the basis of preliminary test and job mix foumula. In ground floor and foundation.[using concrete mixture] (b) M 25 Grade (i) Pakur Variety (B) AT FIRST FLOOR | BI01010001010000000000000515BI0100001122 | 205 | Cum | 6617.52 |  |  | Excess(+) | 1 | Full Conversion | INR | [40 empty] | 1356591.6 | 1356591.6 | INR Thirteen Lakh Fifty Six Thousand Five Hundred & Ninety One and Paise Sixty Only | 5850 | 6617.52 | 1199250 | 3 | Supplying, Conveying and fixing spls. Including ea | item4 | 10 | Nos
12 | Controlled Cement concrete with well graded stone chips (20 mm nominal size) excluding shuttering and reinforcement with complete design of concrete as per IS : 456 and relevantspecial publications, submission of job mix formula after preliminary mix design after testing of concrete cubes as per direction of Engineer-in charge. Consumption of cement will not be less than 300 Kg of cement with Super plasticiser per cubic meter of controlled concrete but actual consumption will be determined on the basis of preliminary test and job mix foumula. In ground floor and foundation.[using concrete mixture] (b) M 25 Grade (i) Pakur Variety SECOND FLOOR | BI01010001010000000000000515BI0100001123 | 70.29 | Cum | 6724.98 |  |  | Excess(+) | 1 | Full Conversion | INR | [40 empty] | 472698.8442 | 472698.8442 | INR Four Lakh Seventy Two Thousand Six Hundred & Ninety Eight and Paise Eighty Four Only | 5945 | 6724.98 | 417874.05 | 1.01 | Supplying, Conveying and fixing spls. Including eart | item1 | 123.223 | Nos
13 | Controlled Cement concrete with well graded stone chips (20 mm nominal size) excluding shuttering and reinforcement with complete design of concrete as per IS : 456 and relevantspecial publications, submission of job mix formula after preliminary mix design after testing of concrete cubes as per direction of Engineer-in charge. Consumption of cement will not be less than 300 Kg of cement with Super plasticiser per cubic meter of controlled concrete but actual consumption will be determined on the basis of preliminary test and job mix foumula. In ground floor and foundation.[using concrete mixture] (b) M 25 Grade (i) Pakur Variety Third Floor ( Reservour) | BI01010001010000000000000515BI0100001124 | 9.048 | Cum | 6832.45 |  |  | Excess(+) | 1 | Full Conversion | INR | [40 empty] | 61820.0076 | 61820.0076 | INR Sixty One Thousand Eight Hundred & Twenty and Paise One Only | 6040 | 6832.45 | 54649.92 | 1.01 | Supplying, Conveying and fixing spls. Including eart | item1 | 123.223 | Nos
14 | Hire and labour charges for shuttering with centreing and necessary staging up to 4m using approved stout props thick hard wood planks of approved thickness with required bracing for concrete slabs, beams, columns, linteles curved or straight including fitting, fixing and striking out after complition of works upto roof og GF (c)Steel shuttering or 9 to 12 mm thick approved quality ply board shuttering in any concrete work (A) AT GROUND FLOOR | BI01010001010000000000000515BI0100001125 | 2875.511 | Sqm | 410.63 |  |  | Excess(+) | 1 | Full Conversion | INR | [40 empty] | 1180771.0819 | 1180771.0819 | INR Eleven Lakh Eighty Thousand Seven Hundred & Seventy One and Paise Eight Only | 363 | 410.63 | 1043810.493
15 | Hire and labour charges for shuttering with centreing and necessary staging up to 4m using approved stout props thick hard wood planks of approved thickness with required bracing for concrete slabs, beams, columns, linteles curved or straight including fitting, fixing and striking out after complition of works upto roof og GF (c)Steel shuttering or 9 to 12 mm thick approved quality ply board shuttering in any concrete work (B) AT FIRST FLOOR | BI01010001010000000000000515BI0100001126 | 1821.513 | Sqm | 430.99 |  |  | Excess(+) | 1 | Full Conversion | INR | [40 empty] | 785053.8879 | 785053.8879 | INR Seven Lakh Eighty Five Thousand &Fifty Three and Paise Eighty Nine Only | 381 | 430.99 | 693996.453
16 | Hire and labour charges for shuttering with centreing and necessary staging up to 4m using approved stout props thick hard wood planks of approved thickness with required bracing for concrete slabs, beams, columns, linteles curved or straight including fitting, fixing and striking out after complition of works upto roof og GF (c)Steel shuttering or 9 to 12 mm thick approved quality ply board shuttering in any concrete work SECOND FLOOR | BI01010001010000000000000515BI0100001127 | 598.604 | Sqm | 451.35 |  |  | Excess(+) | 1 | Full Conversion | INR | [40 empty] | 270179.9154 | 270179.9154 | INR Two Lakh Seventy Thousand One Hundred & Seventy Nine and Paise Ninety Two Only | 399 | 451.35 | 238842.996
17 | Hire and labour charges for shuttering with centreing and necessary staging up to 4m using approved stout props thick hard wood planks of approved thickness with required bracing for concrete slabs, beams, columns, linteles curved or straight including fitting, fixing and striking out after complition of works upto roof og GF (c)Steel shuttering or 9 to 12 mm thick approved quality ply board shuttering in any concrete work Third Floor ( Reservour) | BI01010001010000000000000515BI0100001128 | 86.99 | Sqm | 471.71 |  |  | Excess(+) | 1 | Full Conversion | INR | [40 empty] | 41034.0529 | 41034.0529 | INR Forty One Thousand &Thirty Four and Paise Five Only | 417 | 471.71 | 36274.83
18 | Reinforcement for reinforced concrete work in all sorts structure including distribution bars, stirrups, binders etc. including of rods initial straightening and removal of loose rust (if necessary), cutting to requisite length , hooking and bending with 16 gauge black annealed wire at every inter section, complete as per drawing and direction. (a) For works in foundation, basement and upto roof of ground floor/upto 4 m (i) Tor steel/Mild Steel I. SAIL/ TATA/RINL (A) AT GROUND FLOOR | BI01010001010000000000000515BI0100001129 | 60 | MT | 83418.08 |  |  | Excess(+) | 1 | Full Conversion | INR | [40 empty] | 5005084.8 | 5005084.8 | INR Fifty Lakh Five Thousand &Eighty Four and Paise Eighty Only | 73743 | 83418.08 | 4424580
19 | Reinforcement for reinforced concrete work in all sorts structure including distribution bars, stirrups, binders etc. including of rods initial straightening and removal of loose rust (if necessary), cutting to requisite length , hooking and bending with 16 gauge black annealed wire at every inter section, complete as per drawing and direction. (a) For works in foundation, basement and upto roof of ground floor/upto 4 m (i) Tor steel/Mild Steel I. SAIL/ TATA/RINL (B) AT FIRST FLOOR | BI01010001010000000000000515BI0100001130 | 23.55 | MT | 83904.5 |  |  | Excess(+) | 1 | Full Conversion | INR | [40 empty] | 1975950.975 | 1975950.975 | INR Nineteen Lakh Seventy Five Thousand Nine Hundred & Fifty and Paise Ninety Eight Only | 74173 | 83904.5 | 1746774.15
20 | Reinforcement for reinforced concrete work in all sorts structure including distribution bars, stirrups, binders etc. including of rods initial straightening and removal of loose rust (if necessary), cutting to requisite length , hooking and bending with 16 gauge black annealed wire at every inter section, complete as per drawing and direction. (a) For works in foundation, basement and upto roof of ground floor/upto 4 m (i) Tor steel/Mild Steel I. SAIL/ TATA/RINL SECOND FLOOR | BI01010001010000000000000515BI0100001131 | 9 | MT | 84390.91 |  |  | Excess(+) | 1 | Full Conversion | INR | [40 empty] | 759518.19 | 759518.19 | INR Seven Lakh Fifty Nine Thousand Five Hundred & Eighteen and Paise Nineteen Only | 74603 | 84390.91 | 671427
21 | Reinforcement for reinforced concrete work in all sorts structure including distribution bars, stirrups, binders etc. including of rods initial straightening and removal of loose rust (if necessary), cutting to requisite length , hooking and bending with 16 gauge black annealed wire at every inter section, complete as per drawing and direction. (a) For works in foundation, basement and upto roof of ground floor/upto 4 m (i) Tor steel/Mild Steel I. SAIL/ TATA/RINL Third Floor ( Reservour) | BI01010001010000000000000515BI0100001132 | 2 | MT | 84877.33 |  |  | Excess(+) | 1 | Full Conversion | INR | [40 empty] | 169754.66 | 169754.66 | INR One Lakh Sixty Nine Thousand Seven Hundred & Fifty Four and Paise Sixty Six Only | 75033 | 84877.33 | 150066
22 | Brick work with 1st class bricks in cement mortar (1:6) GL TO PL(a) In foundation and plinth | BI01010001010000000000000515BI0100001133 | 107 | Cum | 5564.37 |  |  | Excess(+) | 1 | Full Conversion | INR | [40 empty] | 595387.59 | 595387.59 | INR Five Lakh Ninety Five Thousand Three Hundred & Eighty Seven and Paise Fifty Nine Only | 4919 | 5564.37 | 526333
23 | Brick work with 1st class bricks in cement mortar (1:6) in Super Structure ,Ground Floor | BI01010001010000000000000515BI0100001134 | 181.5 | Cum | 5816.63 |  |  | Excess(+) | 1 | Full Conversion | INR | [40 empty] | 1055718.345 | 1055718.345 | INR Ten Lakh Fifty Five Thousand Seven Hundred & Eighteen and Paise Thirty Four Only | 5142 | 5816.63 | 933273
24 | Brick work with 1st class bricks in cement mortar (1:6) in Super Structure ,Ground Floor | BI01010001010000000000000515BI0100001135 | 188 | Cum | 5942.19 |  |  | Excess(+) | 1 | Full Conversion | INR | [40 empty] | 1117131.72 | 1117131.72 | INR Eleven Lakh Seventeen Thousand One Hundred & Thirty One and Paise Seventy Two Only | 5253 | 5942.19 | 987564
25 | Brick work with 1st class bricks in cement mortar (1:6) in Super Structure ,Ground Floor | BI01010001010000000000000515BI0100001136 | 102 | Cum | 6067.76 |  |  | Excess(+) | 1 | Full Conversion | INR | [40 empty] | 618911.52 | 618911.52 | INR Six Lakh Eighteen Thousand Nine Hundred & Eleven and Paise Fifty Two Only | 5364 | 6067.76 | 547128
26 | Brick work with 1st class bricks in cement mortar (1:6) in Super Structure ,Ground Floor | BI01010001010000000000000515BI0100001137 | 12 | Cum | 6193.32 |  |  | Excess(+) | 1 | Full Conversion | INR | [40 empty] | 74319.84 | 74319.84 | INR Seventy Four Thousand Three Hundred & Nineteen and Paise Eighty Four Only | 5475 | 6193.32 | 65700
27 | 125 mm. thick brick work with 1st class bricks in cement mortar (1:4)in Super Structure Ground Floor | BI01010001010000000000000515BI0100001138 | 730 | Sqm | 764.69 |  |  | Excess(+) | 1 | Full Conversion | INR | [40 empty] | 558223.7 | 558223.7 | INR Five Lakh Fifty Eight Thousand Two Hundred & Twenty Three and Paise Seventy Only | 676 | 764.69 | 493480
28 | 125 mm. thick brick work with 1st class bricks in cement mortar (1:4)in Super Structure FIRST FLOOR | BI01010001010000000000000515BI0100001139 | 580 | Sqm | 778.27 |  |  | Excess(+) | 1 | Full Conversion | INR | [40 empty] | 451396.6 | 451396.6 | INR Four Lakh Fifty One Thousand Three Hundred & Ninety Six and Paise Sixty Only | 688 | 778.27 | 399040
29 | 125 mm. thick brick work with 1st class bricks in cement mortar (1:4)in Super Structure Second Floor | BI01010001010000000000000515BI0100001140 | 207 | Sqm | 791.84 |  |  | Excess(+) | 1 | Full Conversion | INR | [40 empty] | 163910.88 | 163910.88 | INR One Lakh Sixty Three Thousand Nine Hundred & Ten and Paise Eighty Eight Only | 700 | 791.84 | 144900
30 | 125 mm. thick brick work with 1st class bricks in cement mortar (1:4)in Super Structure Third Floor | BI01010001010000000000000515BI0100001141 | 15 | Sqm | 805.41 |  |  | Excess(+) | 1 | Full Conversion | INR | [40 empty] | 12081.15 | 12081.15 | INR Twelve Thousand &Eighty One and Paise Fifteen Only | 712 | 805.41 | 10680
31 | 25mm. thick damp proof course with cement concrete with stone chips (1:1.5:3) [with graded stone aggregate 10 mm nominal size] and admixture of water proofing compound as per manufacturer's specification followed by two coat of polymer based paint, (1st coat after 4 to 5 days of concrete laying and 2 nd coat just before brick masonry work) as directed (cost of water proofing compound & polymer based paint to be paid separately).( Chequering not required over concrete or painted surface). [Note: - Waterproofing as per item NO 60, polymer based paint as per item 59 (a) of Section (C). | BI01010001010000000000000515BI0100001142 | 26.276 | Sqm | 201.35 |  |  | Excess(+) | 1 | Full Conversion | INR | [40 empty] | 5290.6726 | 5290.6726 | INR Five Thousand Two Hundred & Ninety and Paise Sixty Seven Only | 178 | 201.35 | 4677.128
32 | Labour for Chipping of concrete surface before taking up Plastering work. | BI01010001010000000000000515BI0100001143 | 4877.223 | Sqm | 23.76 |  |  | Excess(+) | 1 | Full Conversion | INR | [40 empty] | 115882.8185 | 115882.8185 | INR One Lakh Fifteen Thousand Eight Hundred & Eighty Two and Paise Eighty Two Only | 21 | 23.76 | 102421.683
33 | Wood work in door and window frame fitted and fixed in position complete including a protective coat of painting at the contact surface of the frame exluding cost of concrete, Iron Butt Hinges and M.S clamps. (The quantum should be correted upto three decimals). Sal : Malayasian GROUND FLOOR | BI01010001010000000000000515BI0100001144 | 0.987 | CuM. | 87855.78 |  |  | Excess(+) | 1 | Full Conversion | INR | [40 empty] | 86713.6549 | 86713.6549 | INR Eighty Six Thousand Seven Hundred & Thirteen and Paise Sixty Five Only | 10 | 11.31 | 9.87 | 2 | Construction of chamber for 100mm sluices valve | item3 | 10 | Nos
34 | Wood work in door and window frame fitted and fixed in position complete including a protective coat of painting at the contact surface of the frame exluding cost of concrete, Iron Butt Hinges and M.S clamps. (The quantum should be correted upto three decimals). Sal : Malayasian FIRST FLOOR | BI01010001010000000000000515BI0100001145 | 1.034 | CuM. | 88082.02 |  |  | Excess(+) | 1 | Full Conversion | INR | [40 empty] | 91076.8087 | 91076.8087 | INR Ninety One Thousand &Seventy Six and Paise Eighty One Only | 119.27 | 134.92 | 123.3252 | 2 | Construction of chamber for 100mm sluices valve | item3 | 10 | Nos
35 | Wood work in door and window frame fitted and fixed in position complete including a protective coat of painting at the contact surface of the frame exluding cost of concrete, Iron Butt Hinges and M.S clamps. (The quantum should be correted upto three decimals). Sal : Malayasian SECOND FLOOR | BI01010001010000000000000515BI0100001146 | 0.241 | CuM. | 88308.26 |  |  | Excess(+) | 1 | Full Conversion | INR | [40 empty] | 21282.2907 | 21282.2907 | INR Twenty One Thousand Two Hundred & Eighty Two and Paise Twenty Nine Only | 192.38 | 217.62 | 46.3636 | 3 | Supplying, Conveying and fixing spls. Including ea | item4 | 10 | Nos
36 | Wood work in door and window frame fitted and fixed in position complete including a protective coat of painting at the contact surface of the frame exluding cost of concrete, Iron Butt Hinges and M.S clamps. (The quantum should be correted upto three decimals). Sal : MalayasianTHIRD FLOOR | BI01010001010000000000000515BI0100001147 | 0.1 | CuM. | 88534.5 |  |  | Excess(+) | 1 | Full Conversion | INR | [40 empty] | 8853.45 | 8853.45 | INR Eight Thousand Eight Hundred & Fifty Three and Paise Forty Five Only |  |  |  | 1.01 | Supplying, Conveying and fixing spls. Including eart | item1 | 123.223 | Nos
37 | Supplying solid flush type doors of commercial quality, the timber frame consisting of top and bottom rails and side styles of well seasoned timber 65mm wideeach and the entire frame ...... including fitting, fixing shutters inposition but excluding the cost of hinges andother fittings in ground floor.(a) 35 mm thick shutters (single leaf) in Ground Floor | BI01010001010000000000000515BI0100001148 | 51.6 | SqM | 3007.86 |  |  | Excess(+) | 1 | Full Conversion | INR | [40 empty] | 155205.576 | 155205.576 | INR One Lakh Fifty Five Thousand Two Hundred & Five and Paise Fifty Eight Only | 166 | 187.78 | 8565.6 | 1.02 | Construction of chamber for 100mm sluice plates | item2 | 213 | Nos
38 | Supplying solid flush type doors of commercial quality, the timber frame consisting of top and bottom rails and side styles of well seasoned timber 65mm wideeach and the entire frame ...... including fitting, fixing shutters inposition but excluding the cost of hinges andother fittings in ground floor.(a) 35 mm thick shutters (single leaf) in First Floor | BI01010001010000000000000515BI0100001149 | 55.685 | SqM | 3023.7 |  |  | Excess(+) | 1 | Full Conversion | INR | [40 empty] | 168374.7345 | 168374.7345 | INR One Lakh Sixty Eight Thousand Three Hundred & Seventy Four and Paise Seventy Three Only | 431.31 | 487.9 | 24017.4973 | 2 | Construction of chamber for 100mm sluices valve | item3 | 10 | Nos
39 | Supplying solid flush type doors of commercial quality, the timber frame consisting of top and bottom rails and side styles of well seasoned timber 65mm wideeach and the entire frame ...... including fitting, fixing shutters inposition but excluding the cost of hinges andother fittings in ground floor.(a) 35 mm thick shutters (single leaf) in Second Floor | BI01010001010000000000000515BI0100001150 | 13.71 | SqM | 3039.53 |  |  | Excess(+) | 1 | Full Conversion | INR | [40 empty] | 41671.9563 | 41671.9563 | INR Forty One Thousand Six Hundred & Seventy One and Paise Ninety Six Only | 322 | 364.25 | 4414.62 | 2 | Construction of chamber for 100mm sluices valve | item3 | 10 | Nos
40 | Supplying solid flush type doors of commercial quality, the timber frame consisting of top and bottom rails and side styles of well seasoned timber 65mm wideeach and the entire frame ...... including fitting, fixing shutters inposition but excluding the cost of hinges andother fittings in ground floor.(a) 35 mm thick shutters (single leaf) in Third Floor | BI01010001010000000000000515BI0100001151 | 4.5 | SqM | 3055.37 |  |  | Excess(+) | 1 | Full Conversion | INR | [40 empty] | 13749.165 | 13749.165 | INR Thirteen Thousand Seven Hundred & Forty Nine and Paise Sixteen Only | 4339 | 4908.28 | 19525.5 | 2 | Construction of chamber for 100mm sluices valve | item3 | 10 | Nos
41 | Supplying, fitting & fixing fibre reinforced polymer (FRP) Composite door shutters as per approved design with glass fibre reinforced plastic mould......ence and Technology (DST) to satisfy IS:4020 door testing performance criteria (32 MM THK) GROUND FLOOR | BI01010001010000000000000515BI0100001152 | 35.438 | SQM | 3125.51 |  |  | Excess(+) | 1 | Full Conversion | INR | [40 empty] | 110761.8234 | 110761.8234 | INR One Lakh Ten Thousand Seven Hundred & Sixty One and Paise Eighty Two Only | 5755 | 6510.06 | 203945.69 | 2 | Construction of chamber for 100mm sluices valve | item3 | 10 | Nos
42 | Supplying, fitting & fixing fibre reinforced polymer (FRP) Composite door shutters as per approved design with glass fibre reinforced plastic mould......ence and Technology (DST) to satisfy IS:4020 door testing performance criteria (32 MM THK) FIRST FLOOR | BI01010001010000000000000515BI0100001153 | 38.7 | SQM | 3141.34 |  |  | Excess(+) | 1 | Full Conversion | INR | [40 empty] | 121569.858 | 121569.858 | INR One Lakh Twenty One Thousand Five Hundred & Sixty Nine and Paise Eighty Six Only | 5850 | 6617.52 | 226395 | 3 | Supplying, Conveying and fixing spls. Including ea | item4 | 10 | Nos
43 | Polymer (FRP) Composite door frame as per approved section with glass fibre reinforced plastic moulded skins and a special sandwich core, so as to impart monolitaheic composite structure as per approved technology of Department of Science and Technology (DST) to safisfy IS: 4020 door testing performance criteria.. (66MM X 90 MM) GROUND FLOOR | BI01010001010000000000000515BI0100001154 | 111 | Mtr. | 562.21 |  |  | Excess(+) | 1 | Full Conversion | INR | [40 empty] | 62405.31 | 62405.31 | INR Sixty Two Thousand Four Hundred & Five and Paise Thirty One Only | 5945 | 6724.98 | 659895 | 1.01 | Supplying, Conveying and fixing spls. Including eart | item1 | 123.223 | Nos
44 | Polymer (FRP) Composite door frame as per approved section with glass fibre reinforced plastic moulded skins and a special sandwich core, so as to impart monolitaheic composite structure as per approved technology of Department of Science and Technology (DST) to safisfy IS: 4020 door testing performance criteria.. (66MM X 90 MM) FIRST FLOOR | BI01010001010000000000000515BI0100001155 | 121.2 | Mtr. | 562.21 |  |  | Excess(+) | 1 | Full Conversion | INR | [40 empty] | 68139.852 | 68139.852 | INR Sixty Eight Thousand One Hundred & Thirty Nine and Paise Eighty Five Only | 6040 | 6832.45 | 732048 | 1.01 | Supplying, Conveying and fixing spls. Including eart | item1 | 123.223 | Nos
45 | Polymer (FRP) Composite door frame as per approved section with glass fibre reinforced plastic moulded skins and a special sandwich core, so as to impart monolitaheic composite structure as per approved technology of Department of Science and Technology (DST) to safisfy IS: 4020 door testing performance criteria.. (66MM X 90 MM) SECOND FLOOR | BI01010001010000000000000515BI0100001156 | 9 | Mtr. | 562.21 |  |  | Excess(+) | 1 | Full Conversion | INR | [40 empty] | 5059.89 | 5059.89 | INR Five Thousand &Fifty Nine and Paise Eighty Nine Only | 363 | 410.63 | 3267
46 | Plaster (to wall, floor, ceiling etc.) with sand and cement mortar including rounding off or chamfering corners as directed and raking out joints including throating, nosing and drip course, scaffolding/staging where necessary (Ground floor).[Excluding cost of chipping over concrete surface] With 1:4 cement mortar , b) 10 mm thick plaster. Ceiling Plaster Ground Floor | BI01010001010000000000000515BI0100001157 | 1356.839 | SqM | 143.66 |  |  | Excess(+) | 1 | Full Conversion | INR | [40 empty] | 194923.4907 | 194923.4907 | INR One Lakh Ninety Four Thousand Nine Hundred & Twenty Three and Paise Forty Nine Only | 381 | 430.99 | 516955.659
47 | Plaster (to wall, floor, ceiling etc.) with sand and cement mortar including rounding off or chamfering corners as directed and raking out joints including throating, nosing and drip course, scaffolding/staging where necessary (Ground floor).[Excluding cost of chipping over concrete surface] With 1:4 cement mortar , b) 10 mm thick plaster. Ceiling Plaster FIRST FLOOR | BI01010001010000000000000515BI0100001158 | 1288.684 | SqM | 148.19 |  |  | Excess(+) | 1 | Full Conversion | INR | [40 empty] | 190970.082 | 190970.082 | INR One Lakh Ninety Thousand Nine Hundred & Seventy and Paise Eight Only | 399 | 451.35 | 514184.916
48 | Plaster (to wall, floor, ceiling etc.) with sand and cement mortar including rounding off or chamfering corners as directed and raking out joints including throating, nosing and drip course, scaffolding/staging where necessary (Ground floor).[Excluding cost of chipping over concrete surface] With 1:4 cement mortar , b) 10 mm thick plaster. Ceiling Plaster SECOND FLOOR | BI01010001010000000000000515BI0100001159 | 372.585 | SqM | 152.71 |  |  | Excess(+) | 1 | Full Conversion | INR | [40 empty] | 56897.4553 | 56897.4553 | INR Fifty Six Thousand Eight Hundred & Ninety Seven and Paise Forty Six Only | 417 | 471.71 | 155367.945
49 | Plaster (to wall, floor, ceiling etc.) with sand and cement mortar including rounding off or chamfering corners as directed and raking out joints including throating, nosing and drip course, scaffolding/staging where necessary (Ground floor).[Excluding cost of chipping over concrete surface] With 1:4 cement mortar , b) 10 mm thick plaster. Ceiling Plaster THIRD FLOOR | BI01010001010000000000000515BI0100001160 | 15 | SqM | 157.24 |  |  | Excess(+) | 1 | Full Conversion | INR | [40 empty] | 2358.6 | 2358.6 | INR Two Thousand Three Hundred & Fifty Eight and Paise Sixty Only | 73743 | 83418.08 | 1106145
50 | Plaster (to wall, floor, ceiling etc.) with sand and cement mortar including rounding off or chamfering corners as directed and raking out joints including throating, nosing and drip course, scaffolding/staging where necessary (Ground floor).[Excluding cost of chipping over concrete surface] With 6:1 cement mortar a) 20mm thick plaster(Outside) Ground Floor | BI01010001010000000000000515BI0100001161 | 1469.581 | SqM | 184.39 |  |  | Excess(+) | 1 | Full Conversion | INR | [40 empty] | 270976.0406 | 270976.0406 | INR Two Lakh Seventy Thousand Nine Hundred & Seventy Six and Paise Four Only | 74173 | 83904.5 | 109003231.513
51 | Plaster (to wall, floor, ceiling etc.) with sand and cement mortar including rounding off or chamfering corners as directed and raking out joints including throating, nosing and drip course, scaffolding/staging where necessary (Ground floor).[Excluding cost of chipping over concrete surface] With 6:1 cement mortar a) 20mm thick plaster(Outside) FIRST FLOOR | BI01010001010000000000000515BI0100001162 | 889.518 | SqM | 188.91 |  |  | Excess(+) | 1 | Full Conversion | INR | [40 empty] | 168038.8454 | 168038.8454 | INR One Lakh Sixty Eight Thousand &Thirty Eight and Paise Eighty Five Only | 74603 | 84390.91 | 66360711.354
52 | Plaster (to wall, floor, ceiling etc.) with sand and cement mortar including rounding off or chamfering corners as directed and raking out joints including throating, nosing and drip course, scaffolding/staging where necessary (Ground floor).[Excluding cost of chipping over concrete surface] With 6:1 cement mortar a) 20mm thick plaster(Outside) SECOND FLOOR | BI01010001010000000000000515BI0100001163 | 468.69 | SqM | 193.44 |  |  | Excess(+) | 1 | Full Conversion | INR | [40 empty] | 90663.3936 | 90663.3936 | INR Ninety Thousand Six Hundred & Sixty Three and Paise Thirty Nine Only | 75033 | 84877.33 | 35167216.77
53 | Plaster (to wall, floor, ceiling etc.) with sand and cement mortar including rounding off or chamfering corners as directed and raking out joints including throating, nosing and drip course, scaffolding/staging where necessary (Ground floor).[Excluding cost of chipping over concrete surface] With 6:1 cement mortar a) 20mm thick plaster(Outside) THIRD FLOOR | BI01010001010000000000000515BI0100001164 | 100.395 | SqM | 197.96 |  |  | Excess(+) | 1 | Full Conversion | INR | [40 empty] | 19874.1942 | 19874.1942 | INR Nineteen Thousand Eight Hundred & Seventy Four and Paise Nineteen Only | 4919 | 5564.37 | 493843.005
54 | Plaster (to wall, floor, ceiling etc.) with sand and cement mortar including rounding off or chamfering corners as directed and raking out joints including throating, nosing and drip course, scaffolding/staging where necessary (Ground floor).[Excluding cost of chipping over concrete surface] With 6:1 cement mortar b) 15mm thick plaster(Inside) Ground Floor | BI01010001010000000000000515BI0100001165 | 2165.7 | SqM | 160.63 |  |  | Excess(+) | 1 | Full Conversion | INR | [40 empty] | 347876.391 | 347876.391 | INR Three Lakh Forty Seven Thousand Eight Hundred & Seventy Six and Paise Thirty Nine Only | 5142 | 5816.63 | 11136029.4
55 | Plaster (to wall, floor, ceiling etc.) with sand and cement mortar including rounding off or chamfering corners as directed and raking out joints including throating, nosing and drip course, scaffolding/staging where necessary (Ground floor).[Excluding cost of chipping over concrete surface] With 6:1 cement mortar b) 15mm thick plaster(Inside) FIRST FLOOR | BI01010001010000000000000515BI0100001166 | 2103.625 | SqM | 165.16 |  |  | Excess(+) | 1 | Full Conversion | INR | [40 empty] | 347434.705 | 347434.705 | INR Three Lakh Forty Seven Thousand Four Hundred & Thirty Four and Paise Seventy One Only | 5253 | 5942.19 | 11050342.125
56 | Plaster (to wall, floor, ceiling etc.) with sand and cement mortar including rounding off or chamfering corners as directed and raking out joints including throating, nosing and drip course, scaffolding/staging where necessary (Ground floor).[Excluding cost of chipping over concrete surface] With 6:1 cement mortar b) 15mm thick plaster(Inside) SECOND FLOOR | BI01010001010000000000000515BI0100001167 | 567.846 | SqM | 169.68 |  |  | Excess(+) | 1 | Full Conversion | INR | [40 empty] | 96352.1093 | 96352.1093 | INR Ninety Six Thousand Three Hundred & Fifty Two and Paise Eleven Only | 5364 | 6067.76 | 3045925.944
57 | Plaster (to wall, floor, ceiling etc.) with sand and cement mortar including rounding off or chamfering corners as directed and raking out joints including throating, nosing and drip course, scaffolding/staging where necessary (Ground floor).[Excluding cost of chipping over concrete surface] With 6:1 cement mortar b) 15mm thick plaster(Inside) THIRD FLOOR | BI01010001010000000000000515BI0100001168 | 12 | SqM | 174.2 |  |  | Excess(+) | 1 | Full Conversion | INR | [40 empty] | 2090.4 | 2090.4 | INR Two Thousand &Ninety and Paise Forty Only | 5475 | 6193.32 | 65700
58 | Neat Cement Punning above 1.5mm thick in Wall dado,Window Sill Floor and Drain etc Note Cement 0.152 cum 100 Sqmts | BI01010001010000000000000515BI0100001169 | 473.93 | SqM | 38.46 |  |  | Excess(+) | 1 | Full Conversion | INR | [40 empty] | 18227.3478 | 18227.3478 | INR Eighteen Thousand Two Hundred & Twenty Seven and Paise Thirty Five Only | 676 | 764.69 | 320376.68
59 | White washing including cleaning and smoothening surface thoroughly.(b)In all Floors Three coats Inside. (on new works only). | BI01010001010000000000000515BI0100001170 | 10708.86 | SqM | 22.64 |  |  | Excess(+) | 1 | Full Conversion | INR | [40 empty] | 242448.5904 | 242448.5904 | INR Two Lakh Forty Two Thousand Four Hundred & Forty Eight and Paise Fifty Nine Only | 688 | 778.27 | 7367695.68
60 | Rendering the surface of walls and ceiling with white cement based wall putty of approved make and brand(1.5mm thick/ | BI01010001010000000000000515BI0100001171 | 1252.141 | Sqm | 124.43 |  |  | Excess(+) | 1 | Full Conversion | INR | [40 empty] | 155803.9046 | 155803.9046 | INR One Lakh Fifty Five Thousand Eight Hundred & Three and Paise Ninety Only | 700 | 791.84 | 876498.7
61 | Acrylic Distemper to interior wall , celing with a coat of solvent based interior grade acrylic primer (as per manufacture"s specification) including cleaning and smoothening of surface. TWO COATS | BI01010001010000000000000515BI0100001172 | 1252.141 | SqM | 79.18 |  |  | Excess(+) | 1 | Full Conversion | INR | [40 empty] | 99144.5244 | 99144.5244 | INR Ninety Nine Thousand One Hundred & Forty Four and Paise Fifty Two Only | 712 | 805.41 | 891524.392
62 | Applying Exterior grade Acrylic primer of approved quality and brand on plastered or cencrete surface old or new surface to receive decorative textured (matt finish) or smooth finish acrylic exterior emulsion paint including scraping and preparing the surface throughly, complete as per manufacturer's specification and as per direction of the EIC. (TWO COAT) Ground Floor (External surface) | BI01010001010000000000000515BI0100001173 | 1363.81 | SqM | 51.02 |  |  | Excess(+) | 1 | Full Conversion | INR | [40 empty] | 69581.5862 | 69581.5862 | INR Sixty Nine Thousand Five Hundred & Eighty One and Paise Fifty Nine Only | 178 | 201.35 | 242758.18
63 | Applying Exterior grade Acrylic primer of approved quality and brand on plastered or cencrete surface old or new surface to receive decorative textured (matt finish) or smooth finish acrylic exterior emulsion paint including scraping and preparing the surface throughly, complete as per manufacturer's specification and as per direction of the EIC. (TWO COAT) First Floor (External surface) | BI01010001010000000000000515BI0100001174 | 892.51 | SqM | 51.82 |  |  | Excess(+) | 1 | Full Conversion | INR | [40 empty] | 46249.8682 | 46249.8682 | INR Forty Six Thousand Two Hundred & Forty Nine and Paise Eighty Seven Only | 21 | 23.76 | 18742.71
64 | Applying Exterior grade Acrylic primer of approved quality and brand on plastered or cencrete surface old or new surface to receive decorative textured (matt finish) or smooth finish acrylic exterior emulsion paint including scraping and preparing the surface throughly, complete as per manufacturer's specification and as per direction of the EIC. (TWO COAT) Second Floor (External surface) | BI01010001010000000000000515BI0100001175 | 468.69 | SqM | 52.62 |  |  | Excess(+) | 1 | Full Conversion | INR | [40 empty] | 24662.4678 | 24662.4678 | INR Twenty Four Thousand Six Hundred & Sixty Two and Paise Forty Seven Only | 10 | 11.31 | 4686.9 | 2 | Construction of chamber for 100mm sluices valve | item3 | 10 | Nos
65 | Applying Exterior grade Acrylic primer of approved quality and brand on plastered or cencrete surface old or new surface to receive decorative textured (matt finish) or smooth finish acrylic exterior emulsion paint including scraping and preparing the surface throughly, complete as per manufacturer's specification and as per direction of the EIC. (TWO COAT) Third Floor (External surface) | BI01010001010000000000000515BI0100001176 | 100.395 | SqM | 53.43 |  |  | Excess(+) | 1 | Full Conversion | INR | [40 empty] | 5364.1048 | 5364.1048 | INR Five Thousand Three Hundred & Sixty Four and Paise Ten Only | 119.27 | 134.92 | 11974.1116 | 2 | Construction of chamber for 100mm sluices valve | item3 | 10 | Nos
66 | Protective and Decorative Acrylic exterior emulsion paint of approved quality, as per manufacturer's specification and as per direction of EIC to be applied over acrylic primer as required. The rate includes cost of material, labour, scaffolding and all incidental charges but excluding the cost of primer. (TWO COAT) Normal Acrylic Emulsion Ground Floor (External surface) | BI01010001010000000000000515BI0100001177 | 1363.81 | SqM | 75.79 |  |  | Excess(+) | 1 | Full Conversion | INR | [40 empty] | 103363.1599 | 103363.1599 | INR One Lakh Three Thousand Three Hundred & Sixty Three and Paise Sixteen Only | 192.38 | 217.62 | 262369.7678 | 3 | Supplying, Conveying and fixing spls. Including ea | item4 | 10 | Nos
67 | Protective and Decorative Acrylic exterior emulsion paint of approved quality, as per manufacturer's specification and as per direction of EIC to be applied over acrylic primer as required. The rate includes cost of material, labour, scaffolding and all incidental charges but excluding the cost of primer. (TWO COAT) Normal Acrylic Emulsion First Floor (External surface) | BI01010001010000000000000515BI0100001178 | 892.51 | SqM | 76.59 |  |  | Excess(+) | 1 | Full Conversion | INR | [40 empty] | 68357.3409 | 68357.3409 | INR Sixty Eight Thousand Three Hundred & Fifty Seven and Paise Thirty Four Only |  |  |  | 1.01 | Supplying, Conveying and fixing spls. Including eart | item1 | 123.223 | Nos
68 | Protective and Decorative Acrylic exterior emulsion paint of approved quality, as per manufacturer's specification and as per direction of EIC to be applied over acrylic primer as required. The rate includes cost of material, labour, scaffolding and all incidental charges but excluding the cost of primer. (TWO COAT) Normal Acrylic Emulsion Second Floor (External surface) | BI01010001010000000000000515BI0100001179 | 468.69 | SqM | 77.4 |  |  | Excess(+) | 1 | Full Conversion | INR | [40 empty] | 36276.606 | 36276.606 | INR Thirty Six Thousand Two Hundred & Seventy Six and Paise Sixty One Only | 166 | 187.78 | 77802.54 | 1.02 | Construction of chamber for 100mm sluice plates | item2 | 213 | Nos
69 | Protective and Decorative Acrylic exterior emulsion paint of approved quality, as per manufacturer's specification and as per direction of EIC to be applied over acrylic primer as required. The rate includes cost of material, labour, scaffolding and all incidental charges but excluding the cost of primer. (TWO COAT) Normal Acrylic Emulsion Third Floor (External surface) | BI01010001010000000000000515BI0100001180 | 100.395 | SqM | 78.2 |  |  | Excess(+) | 1 | Full Conversion | INR | [40 empty] | 7850.889 | 7850.889 | INR Seven Thousand Eight Hundred & Fifty and Paise Eighty Nine Only | 431.31 | 487.9 | 43301.3674 | 2 | Construction of chamber for 100mm sluices valve | item3 | 10 | Nos
70 | Primming One coat on Timber or Plaster surface with Synthetic Oil bound Primer of approved Quality inclusing smooting surface by sand Papering etc | BI01010001010000000000000515BI0100001181 | 169.375 | SqM | 42.99 |  |  | Excess(+) | 1 | Full Conversion | INR | [40 empty] | 7281.4313 | 7281.4313 | INR Seven Thousand Two Hundred & Eighty One and Paise Forty Three Only | 322 | 364.25 | 54538.75 | 2 | Construction of chamber for 100mm sluices valve | item3 | 10 | Nos
71 | (A) Painting with best quality synthetic enamel paint of approved make and brand including smoothening surface by sand papering etc. including using of approved putty etc. on the surface, if necessary : (a) On timber or plastered surface :With super gloss (hi-gloss) -(iv) Two coats (with any shade except white) | BI01010001010000000000000515BI0100001182 | 169.375 | SqM | 91.63 |  |  | Excess(+) | 1 | Full Conversion | INR | [40 empty] | 15519.8312 | 15519.8312 | INR Fifteen Thousand Five Hundred & Nineteen and Paise Eighty Three Only | 4339 | 4908.28 | 734918.125 | 2 | Construction of chamber for 100mm sluices valve | item3 | 10 | Nos
72 | (b) Priming one coat on steel or other metal surface with synthetic oil bound primer of approved quality including smoothening surfaces by sand papering etc. | BI01010001010000000000000515BI0100001183 | 364.563 | SqM | 32.8 |  |  | Excess(+) | 1 | Full Conversion | INR | [40 empty] | 11957.6664 | 11957.6664 | INR Eleven Thousand Nine Hundred & Fifty Seven and Paise Sixty Seven Only | 5755 | 6510.06 | 2098060.065 | 2 | Construction of chamber for 100mm sluices valve | item3 | 10 | Nos
73 | Painting with best quality synthetic enamel paint of approved make and brand including smoothening surface by sand papering etc. including using of approved putty etc. on the surface, if necessaryb) iv) On Steel and other Metal Surface Two coat with any shade except white | BI01010001010000000000000515BI0100001184 | 364.563 | SqM | 89.36 |  |  | Excess(+) | 1 | Full Conversion | INR | [40 empty] | 32577.3497 | 32577.3497 | INR Thirty Two Thousand Five Hundred & Seventy Seven and Paise Thirty Five Only | 5850 | 6617.52 | 2132693.55 | 3 | Supplying, Conveying and fixing spls. Including ea | item4 | 10 | Nos
74 | Artificial stone in floor, dado, staircase etc with cement concrete (1:2:4) with stone chips, laid in panels as directed with topping made with ordinary or white cement (as necessary) and marble dust in proportion (1:2) including smooth finishing and rounding off corners including raking out joints or roughening of concrete surface and application of cement slurry before flooring works using cement @ 1.75 kg/sq.m all complete including all materials and labour. In ground floor.3 mm. thick topping (High polishing grinding on this item is not permitted with ordinary cement). Using grey cement (ii) 35 mm. thick Ground Floor | BI01010001010000000000000515BI0100001185 | 105 | SqM | 342.75 |  |  | Excess(+) | 1 | Full Conversion | INR | [40 empty] | 35988.75 | 35988.75 | INR Thirty Five Thousand Nine Hundred & Eighty Eight and Paise Seventy Five Only | 5945 | 6724.98 | 624225 | 1.01 | Supplying, Conveying and fixing spls. Including eart | item1 | 123.223 | Nos
75 | Artificial stone in floor, dado, staircase etc with cement concrete (1:2:4) with stone chips, laid in panels as directed with topping made with ordinary or white cement (as necessary) and marble dust in proportion (1:2) including smooth finishing and rounding off corners including raking out joints or roughening of concrete surface and application of cement slurry before flooring works using cement @ 1.75 kg/sq.m all complete including all materials and labour. In ground floor.3 mm. thick topping (High polishing grinding on this item is not permitted with ordinary cement). Using grey cement (ii) 35 mm. thick First Floor | BI01010001010000000000000515BI0100001186 | 95 | SqM | 347.89 |  |  | Excess(+) | 1 | Full Conversion | INR | [40 empty] | 33049.55 | 33049.55 | INR Thirty Three Thousand &Forty Nine and Paise Fifty Five Only | 6040 | 6832.45 | 573800 | 1.01 | Supplying, Conveying and fixing spls. Including eart | item1 | 123.223 | Nos
76 | Artificial stone in floor, dado, staircase etc with cement concrete (1:2:4) with stone chips, laid in panels as directed with topping made with ordinary or white cement (as necessary) and marble dust in proportion (1:2) including smooth finishing and rounding off corners including raking out joints or roughening of concrete surface and application of cement slurry before flooring works using cement @ 1.75 kg/sq.m all complete including all materials and labour. In ground floor.3 mm. thick topping (High polishing grinding on this item is not permitted with ordinary cement). Using grey cement (ii) 35 mm. thick Second Floor | BI01010001010000000000000515BI0100001187 | 40 | SqM | 353.11 |  |  | Excess(+) | 1 | Full Conversion | INR | [40 empty] | 14124.4 | 14124.4 | INR Fourteen Thousand One Hundred & Twenty Four and Paise Forty Only | 363 | 410.63 | 14520
77 | 18 mm. to 22 mm. thick, kota stone slab setting 20 mm thick (avg) cement mortar (1:4) in floor, stair & lobby including pointing in cement slurry with admixture of pigmentmatching the stone shade, including grinding& polishing as per direction of Engineer - in -charge to match with the existing work.[Slurry for bedding @ 4.4 kg/Sq.m andpointing @2.0 kg/Sq.m]Extra cost of labour for prefinished and premoulded Nosing to treads of steps, GROUND FLOOR | BI01010001010000000000000515BI0100001188 | 700 | SqM | 1147.04 |  |  | Excess(+) | 1 | Full Conversion | INR | [40 empty] | 802928 | 802928 | INR Eight Lakh Two Thousand Nine Hundred & Twenty Eight Only | 381 | 430.99 | 266700
78 | 18 mm. to 22 mm. thick, kota stone slab setting 20 mm thick (avg) cement mortar (1:4) in floor, stair & lobby including pointing in cement slurry with admixture of pigmentmatching the stone shade, including grinding& polishing as per direction of Engineer - in -charge to match with the existing work.[Slurry for bedding @ 4.4 kg/Sq.m andpointing @2.0 kg/Sq.m]Extra cost of labour for prefinished and premoulded Nosing to treads of steps, FIRST FLOOR | BI01010001010000000000000515BI0100001189 | 715 | SqM | 1160.61 |  |  | Excess(+) | 1 | Full Conversion | INR | [40 empty] | 829836.15 | 829836.15 | INR Eight Lakh Twenty Nine Thousand Eight Hundred & Thirty Six and Paise Fifteen Only | 399 | 451.35 | 285285
79 | 18 mm. to 22 mm. thick, kota stone slab setting 20 mm thick (avg) cement mortar (1:4) in floor, stair & lobby including pointing in cement slurry with admixture of pigmentmatching the stone shade, including grinding& polishing as per direction of Engineer - in -charge to match with the existing work.[Slurry for bedding @ 4.4 kg/Sq.m andpointing @2.0 kg/Sq.m]Extra cost of labour for prefinished and premoulded Nosing to treads of steps, SECOND FLOOR | BI01010001010000000000000515BI0100001190 | 115 | SqM | 1174.19 |  |  | Excess(+) | 1 | Full Conversion | INR | [40 empty] | 135031.85 | 135031.85 | INR One Lakh Thirty Five Thousand &Thirty One and Paise Eighty Five Only | 417 | 471.71 | 47955
80 | Supplying, fitting and fixing 18 mm. to 22mm. thick kota stone slab in wall, dado in 15mm thick [avg] cement mortar (1:3) including making suitable arrangement to hold thestone properly by brass / copper hooksincluding pointing in cement mortar (1:2) (1cement : 2 marble dust) with admixture of pigments matching the stone shadeincluding grinding and polishing all complete as per direction of Engineer-in-charge including cost of materials, labour, scaffolding, staging, curing complete.[Using cement slurry for bedding @4.4 kg/Sq.m and for jointing @1.8 kg/Sq.m] GROUND FLOOR | BI01010001010000000000000515BI0100001191 | 112 | SqM | 1303.14 |  |  | Excess(+) | 1 | Full Conversion | INR | [40 empty] | 145951.68 | 145951.68 | INR One Lakh Forty Five Thousand Nine Hundred & Fifty One and Paise Sixty Eight Only | 73743 | 83418.08 | 8259216
81 | Supplying, fitting and fixing 18 mm. to 22mm. thick kota stone slab in wall, dado in 15mm thick [avg] cement mortar (1:3) including making suitable arrangement to hold thestone properly by brass / copper hooksincluding pointing in cement mortar (1:2) (1cement : 2 marble dust) with admixture of pigments matching the stone shadeincluding grinding and polishing all complete as per direction of Engineer-in-charge including cost of materials, labour, scaffolding, staging, curing complete.[Using cement slurry for bedding @4.4 kg/Sq.m and for jointing @1.8 kg/Sq.m] FIRST FLOOR | BI01010001010000000000000515BI0100001192 | 108 | SqM | 1316.72 |  |  | Excess(+) | 1 | Full Conversion | INR | [40 empty] | 142205.76 | 142205.76 | INR One Lakh Forty Two Thousand Two Hundred & Five and Paise Seventy Six Only | 74173 | 83904.5 | 8010684
82 | Supplying, fitting and fixing 18 mm. to 22mm. thick kota stone slab in wall, dado in 15mm thick [avg] cement mortar (1:3) including making suitable arrangement to hold thestone properly by brass / copper hooksincluding pointing in cement mortar (1:2) (1cement : 2 marble dust) with admixture of pigments matching the stone shadeincluding grinding and polishing all complete as per direction of Engineer-in-charge including cost of materials, labour, scaffolding, staging, curing complete.[Using cement slurry for bedding @4.4 kg/Sq.m and for jointing @1.8 kg/Sq.m] SECOND FLOOR | BI01010001010000000000000515BI0100001193 | 20 | SqM | 1330.29 |  |  | Excess(+) | 1 | Full Conversion | INR | [40 empty] | 26605.8 | 26605.8 | INR Twenty Six Thousand Six Hundred & Five and Paise Eighty Only | 74603 | 84390.91 | 1492060
83 | Extra cost of labour for prefinished & premoulded nosing to trades of steps,railing,window sill etc of cota stone | BI01010001010000000000000515BI0100001194 | 220 | RM | 253.39 |  |  | Excess(+) | 1 | Full Conversion | INR | [40 empty] | 55745.8 | 55745.8 | INR Fifty Five Thousand Seven Hundred & Forty Five and Paise Eighty Only | 75033 | 84877.33 | 16507260
84 | Extra cost of labour for grinding kota stone floor in trades & riser of steps | BI01010001010000000000000515BI0100001195 | 73.86 | Sqm | 236.42 |  |  | Excess(+) | 1 | Full Conversion | INR | [40 empty] | 17461.9812 | 17461.9812 | INR Seventeen Thousand Four Hundred & Sixty One and Paise Ninety Eight Only | 4919 | 5564.37 | 363317.34
85 | Supplying and laying true to line and level vitrified tiles of approved brand (size not less than 600 mm X 600 mm X 10 mm thick) in floor, skirting etc. set in 20 mm sand cement mortar (1:4) and 2 mm thick cement slurry back side of tiles using cement @ 2.91Kg./sqM or using polymerised adhesive (6 mm thick layer applied directly over finished artificial stone floor/Mosaic etc without any backing course) laid after application slurry using 1.75 Kg of cement per sqM below mortar only, joints grouted with admixture of white cement and colouring pigment to match with colour of tiles / epoxy grout materials of approved make as directed and removal of wax coating of top surface of tiles with warm water and polishing the tiles using soft and dry cloth upto mirror finish complete including the cost of materials, labour and all other incidental charges complete true to the manufacturer's specification and direction of Engineer-in-Charge. (White cement, synthetic adhesive and grout material to be supplied by the contrr]e) (I) With application slurry @1.75 kg/ Sq.m, 20 mm sand cement mortar (1:4) & 2 mm thick cement slurry at back side of tiles, 0.2 kg/ Sq.m white cement for joint filling with pigment. (B) Light Colour GROUND FLOOR | BI01010001010000000000000515BI0100001196 | 39 | SqM | 1437.76 |  |  | Excess(+) | 1 | Full Conversion | INR | [40 empty] | 56072.64 | 56072.64 | INR Fifty Six Thousand &Seventy Two and Paise Sixty Four Only | 5142 | 5816.63 | 200538
86 | Supplying, fitting & fixing 1st quality Ceramic tiles in walls and floors to match with the existing work & 4 nos. of key stones (10mm) fixed with araldite at the back of each tile & finishing the joints with white cement mixed with colouring oxide if required to match the colour of tiles including roughening of concrete surface, if necessary or by synthetic adhesive & grout materials etc.(A) Floor With Sand Cement Mortar (1:4) 20 mm thick & 2 mm thick cement slurry at back side of tiles using cement @ 2.91 Kg/Sq.m & joint filling using white cement slurry @ 0.20kg/Sq.m (a) Area of each tile upto 0.09 Sq.m (i) Coloured decorative FLOOR Ground Floor Floor tiles fixing | BI01010001010000000000000515BI0100001197 | 92.875 | SqM | 837.09 |  |  | Excess(+) | 1 | Full Conversion | INR | [40 empty] | 77744.7337 | 77744.7337 | INR Seventy Seven Thousand Seven Hundred & Forty Four and Paise Seventy Three Only | 5253 | 5942.19 | 487872.375
87 | Supplying, fitting & fixing 1st quality Ceramic tiles in walls and floors to match with the existing work & 4 nos. of key stones (10mm) fixed with araldite at the back of each tile & finishing the joints with white cement mixed with colouring oxide if required to match the colour of tiles including roughening of concrete surface, if necessary or by synthetic adhesive & grout materials etc.(A) Floor With Sand Cement Mortar (1:4) 20 mm thick & 2 mm thick cement slurry at back side of tiles using cement @ 2.91 Kg/Sq.m & joint filling using white cement slurry @ 0.20kg/Sq.m (a) Area of each tile upto 0.09 Sq.m (i) Coloured decorative FLOOR First Floor Floor tiles fixing | BI01010001010000000000000515BI0100001198 | 113.815 | SqM | 842.74 |  |  | Excess(+) | 1 | Full Conversion | INR | [40 empty] | 95916.4531 | 95916.4531 | INR Ninety Five Thousand Nine Hundred & Sixteen and Paise Forty Five Only | 5364 | 6067.76 | 610503.66
88 | Supplying, fitting & fixing 1st quality Ceramic tiles in walls and floors to match with the existing work & 4 nos. of key stones (10mm) fixed with araldite at the back of each tile & finishing the joints with white cement mixed with colouring oxide if required to match the colour of tiles including roughening of concrete surface, if necessary or by synthetic adhesive & grout materials etc.(A) Floor With Sand Cement Mortar (1:4) 20 mm thick & 2 mm thick cement slurry at back side of tiles using cement @ 2.91 Kg/Sq.m & joint filling using white cement slurry @ 0.20kg/Sq.m (a) Area of each tile upto 0.09 Sq.m (i) Coloured decorative FLOOR Second Floor Floor tiles fixing | BI01010001010000000000000515BI0100001199 | 25 | SqM | 848.4 |  |  | Excess(+) | 1 | Full Conversion | INR | [40 empty] | 21210 | 21210 | INR Twenty One Thousand Two Hundred & Ten Only | 5475 | 6193.32 | 136875
89 | Supplying, fitting & fixing 1st quality Ceramic tiles in walls and floors to match with the existing work & 4 nos. of key stones (10mm) fixed with araldite at the back of each tile & finishing the joints with white cement mixed with colouring oxide if required to match the colour of tiles including roughening of concrete surface, if necessary or by synthetic adhesive & grout materials etc.(A) Floor With Sand Cement Mortar (1:3) 20 mm thick & 2 mm thick cement slurry at back side of tiles using cement @ 2.91 Kg/Sq.m & joint filling using white cement slurry @ 0.20kg/Sq.m (a) Area of each tile upto 0.09 Sq.m (i) Coloured decorative WALL Ground Floor Wall tiles fixing | BI01010001010000000000000515BI0100001200 | 280 | SqM | 843.88 |  |  | Excess(+) | 1 | Full Conversion | INR | [40 empty] | 236286.4 | 236286.4 | INR Two Lakh Thirty Six Thousand Two Hundred & Eighty Six and Paise Forty Only | 676 | 764.69 | 189280
90 | Supplying, fitting & fixing 1st quality Ceramic tiles in walls and floors to match with the existing work & 4 nos. of key stones (10mm) fixed with araldite at the back of each tile & finishing the joints with white cement mixed with colouring oxide if required to match the colour of tiles including roughening of concrete surface, if necessary or by synthetic adhesive & grout materials etc.(A) Floor With Sand Cement Mortar (1:3) 20 mm thick & 2 mm thick cement slurry at back side of tiles using cement @ 2.91 Kg/Sq.m & joint filling using white cement slurry @ 0.20kg/Sq.m (a) Area of each tile upto 0.09 Sq.m (i) Coloured decorative WALL First Floor Wall tiles fixing | BI01010001010000000000000515BI0100001201 | 370 | SqM | 849.53 |  |  | Excess(+) | 1 | Full Conversion | INR | [40 empty] | 314326.1 | 314326.1 | INR Three Lakh Fourteen Thousand Three Hundred & Twenty Six and Paise Ten Only | 688 | 778.27 | 254560
91 | Supplying, fitting & fixing 1st quality Ceramic tiles in walls and floors to match with the existing work & 4 nos. of key stones (10mm) fixed with araldite at the back of each tile & finishing the joints with white cement mixed with colouring oxide if required to match the colour of tiles including roughening of concrete surface, if necessary or by synthetic adhesive & grout materials etc.(A) Floor With Sand Cement Mortar (1:3) 20 mm thick & 2 mm thick cement slurry at back side of tiles using cement @ 2.91 Kg/Sq.m & joint filling using white cement slurry @ 0.20kg/Sq.m (a) Area of each tile upto 0.09 Sq.m (i) Coloured decorative WALL Second Floor Wall tiles fixing | BI01010001010000000000000515BI0100001202 | 100 | SqM | 855.19 |  |  | Excess(+) | 1 | Full Conversion | INR | [40 empty] | 85519 | 85519 | INR Eighty Five Thousand Five Hundred & Nineteen Only | 700 | 791.84 | 70000
92 | Galvanised corrugated iron sheet work (excluding the supporting frame work) fitted and fixed with 10 mm. dia J or L hook-bolts, limpet and bitumen washers and putty complete with 150 mm. end lap and one corrugation minimum side lap. (Payment to be made on area of finished work)(GCI sheet to be supplied by contractor) (i) In Roof:- b) With 0.63 mm thick sheet | BI01010001010000000000000515BI0100001203 | 5 | SqM | 728.49 |  |  | Excess(+) | 1 | Full Conversion | INR | [40 empty] | 3642.45 | 3642.45 | INR Three Thousand Six Hundred & Forty Two and Paise Forty Five Only | 712 | 805.41 | 3560
93 | Supplying,fitting & fixing of 2-Track / 3-Track Aluminium sliding Window of all Aluminium sections viz. window frame (top,bottom & side frame), shutter (top, bottom, side & interlock member) made of aluminium alloy extrusions conforming to IS 733-1983 & IS 1285-1975, annodised conforming to IS 1868-1983, fitted with all other accessories viz. PVC roller, EPDM gasket, maruti lock, screws etc. including labour charges for fitting & fixing of aluminium 2-track/3-track sliding window with fixing of glass (excluding cost of glass) all complete as per architectural drawings and direction of Engineer-in-charge. 10-12 Micron thickness Annodizing film Natural white For 2-Track window : Members for Bottom frame @ 0.875 Kg per Mtr. and for Top and Side frame @ 0.778 Kg per Mtr. and for shutter Bottom and Top member @ 0.472 Kg per Mtr., Style side member @ 0.493 Kg per Mtr. and Interlock member @ 0.612 Kg per Mtr. For 3-Track window : Members for Bottom frame @ 1.233 Kg per Mtr. and for Top and Side frame @ 1.067 Kg per Mtr. and for shutter Bottom and Top member @ 0.472 Kg per Mtr., Style side member @ 0.493 Kg per Mtr. and Interlock member @ 0.612 Kg per Mtr. [Note : for estimate purpose construction wing may consider weight of 2- track Aluminium window @ 5.5 Kg per Sq.M.and 3-track Aluminium window @ 6.5 Kg per Sq.M] 2 Track Sliding Window | BI01010001010000000000000515BI0100001204 | 30.25 | Kg | 506.78 |  |  | Excess(+) | 1 | Full Conversion | INR | [40 empty] | 15330.095 | 15330.095 | INR Fifteen Thousand Three Hundred & Thirty and Paise Nine Only | 178 | 201.35 | 5384.5
94 | Supplying,fitting & fixing of 2-Track / 3-Track Aluminium sliding Window of all Aluminium sections viz. window frame (top,bottom & side frame), shutter (top, bottom, side & interlock member) made of aluminium alloy extrusions conforming to IS 733-1983 & IS 1285-1975, annodised conforming to IS 1868-1983, fitted with all other accessories viz. PVC roller, EPDM gasket, maruti lock, screws etc. including labour charges for fitting & fixing of aluminium 2-track/3-track sliding window with fixing of glass (excluding cost of glass) all complete as per architectural drawings and direction of Engineer-in-charge. 10-12 Micron thickness Annodizing film Natural white For 2-Track window : Members for Bottom frame @ 0.875 Kg per Mtr. and for Top and Side frame @ 0.778 Kg per Mtr. and for shutter Bottom and Top member @ 0.472 Kg per Mtr., Style side member @ 0.493 Kg per Mtr. and Interlock member @ 0.612 Kg per Mtr. For 3-Track window : Members for Bottom frame @ 1.233 Kg per Mtr. and for Top and Side frame @ 1.067 Kg per Mtr. and for shutter Bottom and Top member @ 0.472 Kg per Mtr., Style side member @ 0.493 Kg per Mtr. and Interlock member @ 0.612 Kg per Mtr. [Note : for estimate purpose construction wing may consider weight of 2- track Aluminium window @ 5.5 Kg per Sq.M.and 3-track Aluminium window @ 6.5 Kg per Sq.M] 3 Track Sliding Window | BI01010001010000000000000515BI0100001205 | 604.5 | Kg | 506.78 |  |  | Excess(+) | 1 | Full Conversion | INR | [40 empty] | 306348.51 | 306348.51 | INR Three Lakh Six Thousand Three Hundred & Forty Eight and Paise Fifty One Only | 21 | 23.76 | 12694.5
95 | Supplying, fitting & fixing of partly glazed partly panelled or fully glazed single leaf Aluminium swing door of all aluminium sections viz door frame ( top and side frame), shutter( top rail, bottom rail, lock rail, door vertical) , glazing clip made of Aluminium Alloy Extrusions conforming to IS: 733-1983 and IS: 1285-1975, annodized conforming to IS:1868- 1983, fitted with all other accessories viz. EPDM gusket, cleat, angle screws etc. including labour charges for fitting and fixing of aluminium door with door spring, /aluminium hinges, glass / Panel board all complete as per architectural drawings and direction of Engineer-incharge. ( Excluding cost of glass/ panel board, door spring/ Al hinges, door closer, door stoper, handle, tower bolt and locking arrangment etc) 10-12 Micron thickness Annodizing film Natural white (unit wt of to Top & side frame @1.366 kg/m ; top rail @ 1.296 kg/m; bottom rail @ 1.974 kg/m; lock rail @ 1.590 kg/m; door vertical @ 1.412 kg/m; glazing clip @ 0.167 kg/m. ) [Note : for estimate purpose construction wing may consider weight of Aluminium door @ 9.0 Kg per Sq.M] Aluminium swing door | BI01010001010000000000000515BI0100001206 | 18.9 | Kg | 435.51 |  |  | Excess(+) | 1 | Full Conversion | INR | [40 empty] | 8231.139 | 8231.139 | INR Eight Thousand Two Hundred & Thirty One and Paise Fourteen Only | 10 | 11.31 | 189 | 2 | Construction of chamber for 100mm sluices valve | item3 | 10 | Nos
96 | Supplying bubble free float glass of approved make & brand conforming to IS:2835-1987 6 mm thick coloured/tinted/smoke glass. | BI01010001010000000000000515BI0100001207 | 102 | SqM | 747.72 |  |  | Excess(+) | 1 | Full Conversion | INR | [40 empty] | 76267.44 | 76267.44 | INR Seventy Six Thousand Two Hundred & Sixty Seven and Paise Forty Four Only | 119.27 | 134.92 | 12165.54 | 2 | Construction of chamber for 100mm sluices valve | item3 | 10 | Nos
97 | Two point nose aluminium handle including fitting and fixing. | BI01010001010000000000000515BI0100001208 | 174 | Each | 66.74 |  |  | Excess(+) | 1 | Full Conversion | INR | [40 empty] | 11612.76 | 11612.76 | INR Eleven Thousand Six Hundred & Twelve and Paise Seventy Six Only | 192.38 | 217.62 | 33474.12 | 3 | Supplying, Conveying and fixing spls. Including ea | item4 | 10 | Nos
98 | Supplying, fitting and fixing windows and ventilators with or without integrated grills conforming to IS 1038-1975 and manufactured from rolled steel sections conforming to IS 7452-1974 with non-friction projecting type, box type hinges, glazing clips, lugs locking bracket, handle plate etc,including hoisting in position, straightening if required, fixing lugs in cement concrete (1:2:4) with stone chips 20 mm down cutting holes and mending good damages to match with existing surface complete in all respect excluding glazing. In Ground floor Flash butt welded windows and ventilators (No shop priming will be allowed to facilitate Openable steel windows as per IS sizes with side hung shutters and horizotal glazing bars with/without fixed type ventilators.[The extra rate admissible for the openable portion only] Ground floor. | BI01010001010000000000000515BI0100001209 | 40 | SqM | 2487.51 |  |  | Excess(+) | 1 | Full Conversion | INR | [40 empty] | 99500.4 | 99500.4 | INR Ninety Nine Thousand Five Hundred and Paise Forty Only |  |  |  | 1.01 | Supplying, Conveying and fixing spls. Including eart | item1 | 123.223 | Nos
99 | Supplying, fitting and fixing windows and ventilators with or without integrated grills conforming to IS 1038-1975 and manufactured from rolled steel sections conforming to IS 7452-1974 with non-friction projecting type, box type hinges, glazing clips, lugs locking bracket, handle plate etc,including hoisting in position, straightening if required, fixing lugs in cement concrete (1:2:4) with stone chips 20 mm down cutting holes and mending good damages to match with existing surface complete in all respect excluding glazing. In Ground floor Flash butt welded windows and ventilators (No shop priming will be allowed to facilitate Openable steel windows as per IS sizes with side hung shutters and horizotal glazing bars with/without fixed type ventilators.[The extra rate admissible for the openable portion only] First floor. | BI01010001010000000000000515BI0100001210 | 27 | SqM | 2517.36 |  |  | Excess(+) | 1 | Full Conversion | INR | [40 empty] | 67968.72 | 67968.72 | INR Sixty Seven Thousand Nine Hundred & Sixty Eight and Paise Seventy Two Only | 166 | 187.78 | 4482 | 1.02 | Construction of chamber for 100mm sluice plates | item2 | 213 | Nos
100 | Supplying best Indian sheet glass panes set in putty and fitted and fixed with nails and putty complete. (In all floors for internal wall & upto 6 m height for external wall) ii) 4 mm thick. | BI01010001010000000000000515BI0100001211 | 60.78 | SqM | 606.32 |  |  | Excess(+) | 1 | Full Conversion | INR | [40 empty] | 36852.1296 | 36852.1296 | INR Thirty Six Thousand Eight Hundred & Fifty Two and Paise Thirteen Only | 431.31 | 487.9 | 26215.0218 | 2 | Construction of chamber for 100mm sluices valve | item3 | 10 | Nos
101 | Extra for fixing glass panes in steel window. | BI01010001010000000000000515BI0100001212 | 60.78 | SqM | 75.79 |  |  | Excess(+) | 1 | Full Conversion | INR | [40 empty] | 4606.5162 | 4606.5162 | INR Four Thousand Six Hundred & Six and Paise Fifty Two Only | 322 | 364.25 | 19571.16 | 2 | Construction of chamber for 100mm sluices valve | item3 | 10 | Nos
102 | steel peg stay 300 mm long including fitting and fixing. | BI01010001010000000000000515BI0100001213 | 82 | Each | 39.59 |  |  | Excess(+) | 1 | Full Conversion | INR | [40 empty] | 3246.38 | 3246.38 | INR Three Thousand Two Hundred & Forty Six and Paise Thirty Eight Only | 4339 | 4908.28 | 355798 | 2 | Construction of chamber for 100mm sluices valve | item3 | 10 | Nos
103 | a) M.S.or W.I. Ornamental grill of approved design joints continuously welded with M.S,W.I. Flats and bars of windows, railing etc. fitted and fixed with necessary screws and lugs in ground floor.(i) Grill weighing above 16 Kg./sq. mtr. Ground Floor | BI01010001010000000000000515BI0100001214 | 21.318 | SqM | 11116.3 |  |  | Excess(+) | 1 | Full Conversion | INR | [40 empty] | 236977.2834 | 236977.2834 | INR Two Lakh Thirty Six Thousand Nine Hundred & Seventy Seven and Paise Twenty Eight Only | 5755 | 6510.06 | 122685.09 | 2 | Construction of chamber for 100mm sluices valve | item3 | 10 | Nos
104 | a) M.S.or W.I. Ornamental grill of approved design joints continuously welded with M.S,W.I. Flats and bars of windows, railing etc. fitted and fixed with necessary screws and lugs in ground floor.(i) Grill weighing above 16 Kg./sq. mtr. First Floor | BI01010001010000000000000515BI0100001215 | 26.494 | SqM | 11227.47 |  |  | Excess(+) | 1 | Full Conversion | INR | [40 empty] | 297460.5902 | 297460.5902 | INR Two Lakh Ninety Seven Thousand Four Hundred & Sixty and Paise Fifty Nine Only | 5850 | 6617.52 | 154989.9 | 3 | Supplying, Conveying and fixing spls. Including ea | item4 | 10 | Nos
105 | a) M.S.or W.I. Ornamental grill of approved design joints continuously welded with M.S,W.I. Flats and bars of windows, railing etc. fitted and fixed with necessary screws and lugs in ground floor.(i) Grill weighing above 16 Kg./sq. mtr. Second Floor | BI01010001010000000000000515BI0100001216 | 11 | SqM | 11339.74 |  |  | Excess(+) | 1 | Full Conversion | INR | [40 empty] | 124737.14 | 124737.14 | INR One Lakh Twenty Four Thousand Seven Hundred & Thirty Seven and Paise Fourteen Only | 5945 | 6724.98 | 65395 | 1.01 | Supplying, Conveying and fixing spls. Including eart | item1 | 123.223 | Nos
106 | M.S. gate of Jail type as per approved design made of strong M.S.framework, intermediate stiffeners and round/square bars orangles .....arrangements ,fitting and fixing complete as per direction of the Engineer-in- charge. In ground floor | BI01010001010000000000000515BI0100001217 | 4.673 | Qntl | 11492.99 |  |  | Excess(+) | 1 | Full Conversion | INR | [40 empty] | 53706.7423 | 53706.7423 | INR Fifty Three Thousand Seven Hundred & Six and Paise Seventy Four Only | 6040 | 6832.45 | 28224.92 | 1.01 | Supplying, Conveying and fixing spls. Including eart | item1 | 123.223 | Nos
107 | Locking arrangement for Jail Type doors including supplying fitting and fixing in position complite as per approved design. | BI01010001010000000000000515BI0100001218 | 25 | Kg | 462.66 |  |  | Excess(+) | 1 | Full Conversion | INR | [40 empty] | 11566.5 | 11566.5 | INR Eleven Thousand Five Hundred & Sixty Six and Paise Fifty Only | 363 | 410.63 | 9075
108 | Collapsible gate with 40mm x 40mm x 6mm Tee as top and bottom guide rail, 20mm x 10mm x 2mm vertical channels 100mm apart in fully stretched position 20mm x 5mm M.S. flats as .....etc. in walls, floors etc. and making good damages complete. IN GROUND FLOOR | BI01010001010000000000000515BI0100001219 | 10.32 | sqmt | 4921.85 |  |  | Excess(+) | 1 | Full Conversion | INR | [40 empty] | 50793.492 | 50793.492 | INR Fifty Thousand Seven Hundred & Ninety Three and Paise Forty Nine Only | 381 | 430.99 | 3931.92
109 | Supplying,fitting and Fixing MS Clamps for Door and Window frame made of Flat bend Bar , end bifurcated with necessary screws etc by cement concrete (1:2:4) as per direction.(Cost of Concrete will be paid Seperately) 40mm x 6mm ,250 mm length | BI01010001010000000000000515BI0100001220 | 318 | Each | 32.8 |  |  | Excess(+) | 1 | Full Conversion | INR | [40 empty] | 10430.4 | 10430.4 | INR Ten Thousand Four Hundred & Thirty and Paise Forty Only | 399 | 451.35 | 126882
110 | Iron butt hinges of approved quality fitted and fixed with steel screws, with ISI mark 100mm X 50mm X 1.25mm | BI01010001010000000000000515BI0100001221 | 161 | Each | 48.64 |  |  | Excess(+) | 1 | Full Conversion | INR | [40 empty] | 7831.04 | 7831.04 | INR Seven Thousand Eight Hundred & Thirty One and Paise Four Only | 417 | 471.71 | 67137
111 | i) Iron hasp bolt of approved quality fitted and fixed complete (oxidised) with 16mm dia rod with centre bolt and round fitting.250mm long | BI01010001010000000000000515BI0100001222 | 57 | Each | 179.86 |  |  | Excess(+) | 1 | Full Conversion | INR | [40 empty] | 10252.02 | 10252.02 | INR Ten Thousand Two Hundred & Fifty Two and Paise Two Only | 73743 | 83418.08 | 4203351
112 | (ii) Anodised aluminium floor door stopper | BI01010001010000000000000515BI0100001223 | 102 | Each | 79.18 |  |  | Excess(+) | 1 | Full Conversion | INR | [40 empty] | 8076.36 | 8076.36 | INR Eight Thousand &Seventy Six and Paise Thirty Six Only | 74173 | 83904.5 | 7565646
113 | Godrej Hydraulic door closer fitted and fixed complete.Medium Type | BI01010001010000000000000515BI0100001224 | 50 | Each | 1883.45 |  |  | Excess(+) | 1 | Full Conversion | INR | [40 empty] | 94172.5 | 94172.5 | INR Ninety Four Thousand One Hundred & Seventy Two and Paise Fifty Only | 74603 | 84390.91 | 3730150
114 | Anodised aluminium barrel / tower /socket bolt (full covered) of approved manufractured from extructed section conforming to I.S. 204/74 fitted with cadmium plated screws. 300 mm long X 10mm dia bolt. | BI01010001010000000000000515BI0100001225 | 102 | Each | 111.99 |  |  | Excess(+) | 1 | Full Conversion | INR | [40 empty] | 11422.98 | 11422.98 | INR Eleven Thousand Four Hundred & Twenty Two and Paise Ninety Eight Only | 75033 | 84877.33 | 7653366
115 | Anodised aliminium D-type handle of approved quality manufactured from extruded section conforming to I.S. specification (I.S. 230/72) fitted and fixed complete:(a) With continuous plate base (Hexagonal / Round rod)(v) 125 mm grip x 12 mm dia rod. | BI01010001010000000000000515BI0100001226 | 128 | Each | 116.51 |  |  | Excess(+) | 1 | Full Conversion | INR | [40 empty] | 14913.28 | 14913.28 | INR Fourteen Thousand Nine Hundred & Thirteen and Paise Twenty Eight Only | 4919 | 5564.37 | 629632
116 | Providing waterproofing treatment over concrete roof surface (old or new) by the application of two coats of slurry prepared with latex of approved brand, water and cement in the proportion of (LP.W. Cement - 1:4:6) by volume, with brush in a time gap of minimum 4(four) hours volume, with brush in a time gap of minimum 4(four) hours to 14(fourteen) hours between the two layers, laying 20mm thick and sand and cement consolidated plaster (1:4) admixed with Plastocrete Super of approved brand 0.2%by weight of cement, laying flat 1st class Brick Bats / Bricks over the mortar keeping a gap of 10-20 mm between two bats, filling the vertical joints with the aforesaid mortar, providing a second layer of 20 mm thick sand and cement plaster (1:4) admixed with Plastocrete Super as above over the brick layer, the top surface of the treatment should be chequered to provide the antistrip property. (a) By Bricks (cement 25.66 kg/ Sq.m) | BI01010001010000000000000515BI0100001227 | 720 | SqM | 875.55 |  |  | Excess(+) | 1 | Full Conversion | INR | [40 empty] | 630396 | 630396 | INR Six Lakh Thirty Thousand Three Hundred & Ninety Six Only | 5142 | 5816.63 | 3702240
117 | Anti termite treatment to the top surface of the consolidated earth within plinth walls with chemical emulsion by admixing chloropyrofos emulsifable concentrates (1% concentration) ..... described in para 6.4 of code IS-6313 (part -II) 1981. (Mode of measurement will be per sq.m. of plan area of plinth treated. | BI01010001010000000000000515BI0100001228 | 720 | SqM | 124.43 |  |  | Excess(+) | 1 | Full Conversion | INR | [40 empty] | 89589.6 | 89589.6 | INR Eighty Nine Thousand Five Hundred & Eighty Nine and Paise Sixty Only | 5253 | 5942.19 | 3782160
118 | Supplying fitting and fixing 600 mm (+/- 30 mm) diametre R.B.T (Reinforced Barbed Tape) Concertina fencing on wall top using concertina coils stretched to approx. 6 meters length at site clipped with two nos. of horizontal R.B.T strands which will be tensioned and fixed with the vertical M.S angle iron posts by means of security fasteners (such as 'C' clips, R.B.T clips etc. (The rate is exclusive of the cost of posts) | BI01010001010000000000000515BI0100001229 | 20 | Mtr. | 461.53 |  |  | Excess(+) | 1 | Full Conversion | INR | [40 empty] | 9230.6 | 9230.6 | INR Nine Thousand Two Hundred & Thirty and Paise Sixty Only | 5364 | 6067.76 | 107280
119 | Supplying, fitting galvanised 3 ply 12 gauge / 4 points line of barbed wire in fencing (holes already made in the body of the post) or fixed by staples tightening and fixing the wires in taut condition with straining bolts including the cost of cutting and of lapping joints in the wire as necessary but excluding the cost of galvanised staples,straining bolt and binding wire where necessary. Payment to be made on the length of individual lines of wire.) | BI01010001010000000000000515BI0100001230 | 20 | Mtr. | 31.31 |  |  | Excess(+) | 1 | Full Conversion | INR | [40 empty] | 626.2 | 626.2 | INR Six Hundred & Twenty Six and Paise Twenty Only | 5475 | 6193.32 | 109500
120 | M.S. structural works in columns, beams etc. with simple rolled structural members (e.g. joists, angle, channel sections conforming to IS: 226, IS: 808 & SP (6)- 1964 connected to one another with bracket, gussets, cleats as per design, direction of Engineer-in- charge complete including cutting to requisite shape and length, fabrication with necessary bolting, metal arc welding conforming to IS: 816- 1956 & IS: 1995 using electrodes of approved make and brand conforming to IS:814- 1957, haulage, hoisting and erection all complete. The rate includes the cost of rolled steel section, consumables such as electrodes, gas and hire charge of all tools and plants and labour required for the work including all incidental chages such as electricity charges, labour insurance charges etc. I) For structural members of specified sections weighing less than 22.5 Kg./m M.S Angle (50x50x6). unit wt of 50x50x6 Angle section @4.5 kg/m | BI01010001010000000000000515BI0100001231 | 0.058 | MT | 82128.51 |  |  | Excess(+) | 1 | Full Conversion | INR | [40 empty] | 4763.4536 | 4763.4536 | INR Four Thousand Seven Hundred & Sixty Three and Paise Forty Five Only | 676 | 764.69 | 39.208
121 | Labour for fitting line of wire to posts, tightening by straining bolts and fixing the wire ( in taut condition) to the post with staples (including the cost of cutting and lapping joints in the wire, as necessary and including the cost of staples and straining bolts and also the labour for fixing the staples but excluding the cost of straining bolts) Barbed wire | BI01010001010000000000000515BI0100001232 | 100 | Mtr. | 3.48 |  |  | Excess(+) | 1 | Full Conversion | INR | [40 empty] | 348 | 348 | INR Three Hundred & Forty Eight Only | 688 | 778.27 | 68800
122 | Labour for fitting line of wire to posts, tightening by straining bolts and fixing the wire ( in taut condition) to the post with staples (including the cost of cutting and lapping joints in the wire, as necessary and including the cost of staples and straining bolts and also the labour for fixing the staples but excluding the cost of straining bolts)(a) Galvanised wire 9 to 12 BWG | BI01010001010000000000000515BI0100001233 | 40 | Mtr. | 2.26 |  |  | Excess(+) | 1 | Full Conversion | INR | [40 empty] | 90.4 | 90.4 | INR Ninety and Paise Forty Only | 700 | 791.84 | 28000
123 | Supplying, fitting and fixing PVC pipes of approved makeof (medium duty) conforming to ASTMD - 1785 and threaded to match with GI Pipes as per IS : 1239 (Part - I). with all necessary accessories, specials viz. socket, bend, tee, union, cross, elbo, nipple, longscrew, reducing socket, reducing tee, short piece etc. fitted with holder bats clamps, including cutting pipes, making threads, fitting, fixing etc. complete in all respect including cost of all necessary fittings as required,jointing materials and two coats of painting with approved paint in any position above ground. (Payment will be made on the centre line measurements of total pipe line including all specials. No separate payment will be made for accesories, specials. Payment for painting will be made seperately) Supreem made (a) For Exposed Work -- PVC Pipes (Dia) 40 mm(Main Riser) | BI01010001010000000000000515BI0100001234 | 210 | Mtr | 330.31 |  |  | Excess(+) | 1 | Full Conversion | INR | [40 empty] | 69365.1 | 69365.1 | INR Sixty Nine Thousand Three Hundred & Sixty Five and Paise Ten Only | 712 | 805.41 | 149520
124 | Supplying, fitting and fixing PVC pipes of approved makeof (medium duty) conforming to ASTMD - 1785 and threaded to match with GI Pipes as per IS : 1239 (Part - I). with all necessary accessories, specials viz. socket, bend, tee, union, cross, elbo, nipple, longscrew, reducing socket, reducing tee, short piece etc. fitted with holder bats clamps, including cutting pipes, making threads, fitting, fixing etc. complete in all respect including cost of all necessary fittings as required,jointing materials and two coats of painting with approved paint in any position above ground. (Payment will be made on the centre line measurements of total pipe line including all specials. No separate payment will be made for accesories, specials. Payment for painting will be made seperately) Supreem made (a) For Exposed Work -- PVC Pipes (Dia) 32mm(Roof ring) | BI01010001010000000000000515BI0100001235 | 305 | Mtr | 266.96 |  |  | Excess(+) | 1 | Full Conversion | INR | [40 empty] | 81422.8 | 81422.8 | INR Eighty One Thousand Four Hundred & Twenty Two and Paise Eighty Only | 178 | 201.35 | 54290
125 | Supplying, fitting and fixing PVC pipes of approved makeof (medium duty) conforming to ASTMD - 1785 and threaded to match with GI Pipes as per IS : 1239 (Part - I). with all necessary accessories, specials viz. socket, bend, tee, union, cross, elbo, nipple, longscrew, reducing socket, reducing tee, short piece etc. fitted with holder bats clamps, including cutting pipes, making threads, fitting, fixing etc. complete in all respect including cost of all necessary fittings as required,jointing materials and two coats of painting with approved paint in any position above ground. (Payment will be made on the centre line measurements of total pipe line including all specials. No separate payment will be made for accesories, specials. Payment for painting will be made seperately) Supreem made (a) For Exposed Work -- PVC Pipes (Dia) 20 mm(Internal) | BI01010001010000000000000515BI0100001236 | 300 | Mtr | 145.92 |  |  | Excess(+) | 1 | Full Conversion | INR | [40 empty] | 43776 | 43776 | INR Forty Three Thousand Seven Hundred & Seventy Five and Paise One Hundred Only | 21 | 23.76 | 6300
126 | Supplying, fitting and fixing PVC pipes of approved makeof (medium duty) conforming to ASTMD - 1785 and threaded to match with GI Pipes as per IS : 1239 (Part - I). with all necessary accessories, specials viz. socket, bend, tee, union, cross, elbo, nipple, longscrew, reducing socket, reducing tee, short piece etc. fitted with holder bats clamps, including cutting pipes, making threads, fitting, fixing etc. complete in all respect including cost of all necessary fittings as required,jointing materials and two coats of painting with approved paint in any position above ground. (Payment will be made on the centre line measurements of total pipe line including all specials. No separate payment will be made for accesories, specials. Payment for painting will be made seperately) Supreem made (a) For Exposed Work -- PVC Pipes (Dia) 25 mm(Vertical) | BI01010001010000000000000515BI0100001237 | 345 | Mtr | 200.22 |  |  | Excess(+) | 1 | Full Conversion | INR | [40 empty] | 69075.9 | 69075.9 | INR Sixty Nine Thousand &Seventy Five and Paise Ninety Only | 10 | 11.31 | 3450 | 2 | Construction of chamber for 100mm sluices valve | item3 | 10 | Nos
127 | Supplying, fitting and fixing PVC pipes of approved makeof (medium duty) conforming to ASTMD - 1785 and threaded to match with GI Pipes as per IS : 1239 (Part - I). with all necessary accessories, specials viz. socket, bend, tee, union, cross, elbo, nipple, longscrew, reducing socket, reducing tee, short piece etc. fitted with holder bats clamps, including cutting pipes, making threads, fitting, fixing etc. complete in all respect including cost of all necessary fittings as required,jointing materials and two coats of painting with approved paint in any position above ground. (Payment will be made on the centre line measurements of total pipe line including all specials. No separate payment will be made for accesories, specials. Payment for painting will be made seperately) Supreem made For Concealed work 15 mm | BI01010001010000000000000515BI0100001238 | 300 | Mtr | 154.97 |  |  | Excess(+) | 1 | Full Conversion | INR | [40 empty] | 46491 | 46491 | INR Forty Six Thousand Four Hundred & Ninety One Only | 119.27 | 134.92 | 35781 | 2 | Construction of chamber for 100mm sluices valve | item3 | 10 | Nos
128 | Supplying, fitting and fixing PVC pipes of approved makeof (medium duty) conforming to ASTMD - 1785 and threaded to match with GI Pipes as per IS : 1239 (Part - I). with all necessary accessories, specials viz. socket, bend, tee, union, cross, elbo, nipple, longscrew, reducing socket, reducing tee, short piece etc. fitted with holder bats clamps, including cutting pipes, making threads, fitting, fixing etc. complete in all respect including cost of all necessary fittings as required,jointing materials and two coats of painting with approved paint in any position above ground. (Payment will be made on the centre line measurements of total pipe line including all specials. No separate payment will be made for accesories, specials. Payment for painting will be made seperately) Supreem made (a) For Exposed Work -- PVC Pipes (Dia) 20 mm | BI01010001010000000000000515BI0100001239 | 220 | Mtr | 178.73 |  |  | Excess(+) | 1 | Full Conversion | INR | [40 empty] | 39320.6 | 39320.6 | INR Thirty Nine Thousand Three Hundred & Twenty and Paise Sixty Only | 192.38 | 217.62 | 42323.6 | 3 | Supplying, Conveying and fixing spls. Including ea | item4 | 10 | Nos
129 | Supplying, fitting and fixing Peet's valve fullway gunmetal standard pattern best quality of approved brand bearing I.S.I. marking with fittings (tested to 21 kg per sq. cm.). 40mm | BI01010001010000000000000515BI0100001240 | 62 | Each | 1861.96 |  |  | Excess(+) | 1 | Full Conversion | INR | [40 empty] | 115441.52 | 115441.52 | INR One Lakh Fifteen Thousand Four Hundred & Forty One and Paise Fifty Two Only |  |  |  | 1.01 | Supplying, Conveying and fixing spls. Including eart | item1 | 123.223 | Nos
130 | Supply of UPVC pipes (B Type) and fittings conforming to IS-13592-1992 (a) Fittings (110 MM) 32mm | BI01010001010000000000000515BI0100001241 | 62 | Each | 1423.05 |  |  | Excess(+) | 1 | Full Conversion | INR | [40 empty] | 88229.1 | 88229.1 | INR Eighty Eight Thousand Two Hundred & Twenty Nine and Paise Ten Only | 166 | 187.78 | 10292 | 1.02 | Construction of chamber for 100mm sluice plates | item2 | 213 | Nos
131 | Supply of UPVC pipes (B Type) and fittings conforming to IS-13592-1992 (a) Fittings (110 MM) 25mm | BI01010001010000000000000515BI0100001242 | 62 | Each | 1031.65 |  |  | Excess(+) | 1 | Full Conversion | INR | [40 empty] | 63962.3 | 63962.3 | INR Sixty Three Thousand Nine Hundred & Sixty Two and Paise Thirty Only | 431.31 | 487.9 | 26741.22 | 2 | Construction of chamber for 100mm sluices valve | item3 | 10 | Nos
132 | Supplying, fitting and fixing Anglo-Indian W.C. in white glazed vitreous china ware of approved make complete in position with necessary bolts, nuts etc. Hindware/Parryware/Cera, made (a) With 'P' trap | BI01010001010000000000000515BI0100001243 | 28 | Each | 3511.24 |  |  | Excess(+) | 1 | Full Conversion | INR | [40 empty] | 98314.72 | 98314.72 | INR Ninety Eight Thousand Three Hundred & Fourteen and Paise Seventy Two Only | 322 | 364.25 | 9016 | 2 | Construction of chamber for 100mm sluices valve | item3 | 10 | Nos
133 | Supplying, fitting and fixing Closet seat of approved make with lid and C.P.hinges, rubber buffer and brass screws complete.(b) Anglo Indian (ii) Plastic (hallow type) white | BI01010001010000000000000515BI0100001244 | 28 | Each | 548.63 |  |  | Excess(+) | 1 | Full Conversion | INR | [40 empty] | 15361.64 | 15361.64 | INR Fifteen Thousand Three Hundred & Sixty One and Paise Sixty Four Only | 4339 | 4908.28 | 121492 | 2 | Construction of chamber for 100mm sluices valve | item3 | 10 | Nos
134 | Supplying, fitting and fixing 10 litre P.V.C. low-down cistern conforming to I.S. specification with P.V.C. fittings complete,C.I. brackets including two coats of painting to bracket etc.White | BI01010001010000000000000515BI0100001245 | 28 | Each | 1148.17 |  |  | Excess(+) | 1 | Full Conversion | INR | [40 empty] | 32148.76 | 32148.76 | INR Thirty Two Thousand One Hundred & Forty Eight and Paise Seventy Six Only | 5755 | 6510.06 | 161140 | 2 | Construction of chamber for 100mm sluices valve | item3 | 10 | Nos
135 | Supplying, fitting and fixing approved brand 32 mm dia. P.V.C. waste pipe, with coupling at one end fitted with necessary clamps. 1050 mm long | BI01010001010000000000000515BI0100001246 | 13 | Each | 102.94 |  |  | Excess(+) | 1 | Full Conversion | INR | [40 empty] | 1338.22 | 1338.22 | INR One Thousand Three Hundred & Thirty Eight and Paise Twenty Two Only | 5850 | 6617.52 | 76050 | 3 | Supplying, Conveying and fixing spls. Including ea | item4 | 10 | Nos
136 | Supplying, fitting and fixing vitreous china best quality approved make wash basin with C.I. brackets on 75 mm X 75 mm wooden blocks, C.P. waste fittings of 30 mm dia., one approved quality brass C.P. pillar cock of 15 mm dia., C.P. chain with rubber plug of 32 mm dia., approved quality P.V.C. waste pipe with C.P. nut 32 mm dia., 900 mm long approved quality P.V.C. connection pipe with heavy brass C.P. nut including mending good all damages and painting the brackets with two coats of approved paint. (ii) 550 mm X 400 mm size | BI01010001010000000000000515BI0100001247 | 28 | Each | 2497.69 |  |  | Excess(+) | 1 | Full Conversion | INR | [40 empty] | 69935.32 | 69935.32 | INR Sixty Nine Thousand Nine Hundred & Thirty Five and Paise Thirty Two Only | 5945 | 6724.98 | 166460 | 1.01 | Supplying, Conveying and fixing spls. Including eart | item1 | 123.223 | Nos
137 | Supplying, fitting and fixing pedestal of approved make for wash basin (white) | BI01010001010000000000000515BI0100001248 | 28 | Each | 1693.41 |  |  | Excess(+) | 1 | Full Conversion | INR | [40 empty] | 47415.48 | 47415.48 | INR Forty Seven Thousand Four Hundred & Fifteen and Paise Forty Eight Only | 6040 | 6832.45 | 169120 | 1.01 | Supplying, Conveying and fixing spls. Including eart | item1 | 123.223 | Nos
138 | Supplying, fitting and fixing towel rail with two brackets. (a) C.P. over brass 25 mm dia. and 600 mm long | BI01010001010000000000000515BI0100001249 | 54 | Each | 486.42 |  |  | Excess(+) | 1 | Full Conversion | INR | [40 empty] | 26266.68 | 26266.68 | INR Twenty Six Thousand Two Hundred & Sixty Six and Paise Sixty Eight Only | 363 | 410.63 | 19602
139 | Supplying, fitting and fixing best quality Indian make mirror 5.5 mm thick with silvering as per I.S.I. specifications supported on fibre glass frame of any colour, frame size 550 mm X 400 mm | BI01010001010000000000000515BI0100001250 | 36 | Each | 693.43 |  |  | Excess(+) | 1 | Full Conversion | INR | [40 empty] | 24963.48 | 24963.48 | INR Twenty Four Thousand Nine Hundred & Sixty Three and Paise Forty Eight Only | 381 | 430.99 | 13716
140 | Supplying ,fitting and fixing bib cock or stop cock. (e) PTMT (Polytetra methylene terephthalate)StopCock (Prayag or Equivalent) 15 mm | BI01010001010000000000000515BI0100001251 | 60 | Each | 174.2 |  |  | Excess(+) | 1 | Full Conversion | INR | [40 empty] | 10452 | 10452 | INR Ten Thousand Four Hundred & Fifty Two Only | 399 | 451.35 | 23940
141 | Supplying ,fitting and fixing bib cock or stop cock. Chromium plated Concealed stop cock (Equivalent to code no. 514(A) & model - tropical /sumthing special of ESSCO or similar brand | BI01010001010000000000000515BI0100001252 | 54 | Each | 762.43 |  |  | Excess(+) | 1 | Full Conversion | INR | [40 empty] | 41171.22 | 41171.22 | INR Forty One Thousand One Hundred & Seventy One and Paise Twenty Two Only | 417 | 471.71 | 22518
142 | Supplying ,fitting and fixing bib cock or stop cock. (a) (i) Chromium plated Bib Cock short body (Equivalent to Code No. 511 & Model - Tropical / Sumthing Special of ESSCO or similar). | BI01010001010000000000000515BI0100001253 | 64 | Each | 609.72 |  |  | Excess(+) | 1 | Full Conversion | INR | [40 empty] | 39022.08 | 39022.08 | INR Thirty Nine Thousand &Twenty Two and Paise Eight Only | 73743 | 83418.08 | 4719552
143 | Supplying ,fitting and fixing bib cock or stop cock. (d) (i) Chromium plated angular Stop Cock with wall flange (Equivalent to Code No. 5053 & Model - Florentine of Jaquar or similar). | BI01010001010000000000000515BI0100001254 | 44 | Each | 921.93 |  |  | Excess(+) | 1 | Full Conversion | INR | [40 empty] | 40564.92 | 40564.92 | INR Forty Thousand Five Hundred & Sixty Four and Paise Ninety Two Only | 74173 | 83904.5 | 3263612
144 | Supplying, Fitting , Fixing approved brand P.V.C CONNECTOR white flexible , with both ends coupling with heavy brass C.P. Nut , 15 mm Dia 900 mm Long | BI01010001010000000000000515BI0100001255 | 41 | Each | 166.29 |  |  | Excess(+) | 1 | Full Conversion | INR | [40 empty] | 6817.89 | 6817.89 | INR Six Thousand Eight Hundred & Seventeen and Paise Eighty Nine Only | 74603 | 84390.91 | 3058723
145 | Supplying, fitting and fixing shower of approved brand and make. (I) Chromium plated round showr with revolving joint 100 mm dia with rubid cleaning system (equivalent to code no. 542(N) & model - tropical / sumthing special of ESSCO or similar brand | BI01010001010000000000000515BI0100001256 | 18 | Each | 511.3 |  |  | Excess(+) | 1 | Full Conversion | INR | [40 empty] | 9203.4 | 9203.4 | INR Nine Thousand Two Hundred & Three and Paise Forty Only | 75033 | 84877.33 | 1350594
146 | Supply of UPVC pipes (B Type) and fittings conforming to IS-13592-1992 Single Socketed 3 Mtr. Length 110 mm | BI01010001010000000000000515BI0100001257 | 240 | Mtr. | 330.31 |  |  | Excess(+) | 1 | Full Conversion | INR | [40 empty] | 79274.4 | 79274.4 | INR Seventy Nine Thousand Two Hundred & Seventy Four and Paise Forty Only | 4919 | 5564.37 | 1180560
147 | Supply of UPVC pipes (B Type) and fittings conforming to IS-13592-1992 Fittings Door Tee (110 mm) | BI01010001010000000000000515BI0100001258 | 147 | Each | 220.58 |  |  | Excess(+) | 1 | Full Conversion | INR | [40 empty] | 32425.26 | 32425.26 | INR Thirty Two Thousand Four Hundred & Twenty Five and Paise Twenty Six Only | 5142 | 5816.63 | 755874
148 | Supply of UPVC pipes (B Type) and fittings conforming to IS-13592-1992 Fittings Bend 87.5 dig.(110 MM) | BI01010001010000000000000515BI0100001259 | 147 | Each | 135.74 |  |  | Excess(+) | 1 | Full Conversion | INR | [40 empty] | 19953.78 | 19953.78 | INR Nineteen Thousand Nine Hundred & Fifty Three and Paise Seventy Eight Only | 5253 | 5942.19 | 772191
149 | Supply of UPVC pipes (B Type) and fittings conforming to IS-13592-1992 Fittings Door Bend 110 mm | BI01010001010000000000000515BI0100001260 | 147 | Each | 166.29 |  |  | Excess(+) | 1 | Full Conversion | INR | [40 empty] | 24444.63 | 24444.63 | INR Twenty Four Thousand Four Hundred & Forty Four and Paise Sixty Three Only | 5364 | 6067.76 | 788508
150 | Supply of UPVC pipes (B Type) and fittings conforming to IS-13592-1992 Fittings Vent Cowl 110 mm | BI01010001010000000000000515BI0100001261 | 19 | Each | 37.33 |  |  | Excess(+) | 1 | Full Conversion | INR | [40 empty] | 709.27 | 709.27 | INR Seven Hundred & Nine and Paise Twenty Seven Only | 5475 | 6193.32 | 104025
151 | Supply of UPVC pipes (B Type) and fittings conforming to IS-13592-1992 Fittings Pipe Clip 110 mm | BI01010001010000000000000515BI0100001262 | 295 | Each | 23.76 |  |  | Excess(+) | 1 | Full Conversion | INR | [40 empty] | 7009.2 | 7009.2 | INR Seven Thousand &Nine and Paise Twenty Only | 676 | 764.69 | 199420
152 | Labour for fitting and fixing U.P.V.C piupes for above ground work including cost of joining materials etc. fitting and fixing all necessary specials, cutting pipes,cutting holes in walls or R.C floor where necessary and mending good all damages excluding the cost of masonry or concrete work, if necessary but including the cost and fitting and fixing holder bat clamps (any floor) or for underground work including cutting trenches upto 1.5 mtr. and refilling the same complete as per direction of the Engineer - in - Charge.(payment will be made on centre line measurment of the total pipe line including specials) (A) Above ground (i) 110 mm | BI01010001010000000000000515BI0100001263 | 220 | Mtr. | 64.48 |  |  | Excess(+) | 1 | Full Conversion | INR | [40 empty] | 14185.6 | 14185.6 | INR Fourteen Thousand One Hundred & Eighty Five and Paise Sixty Only | 688 | 778.27 | 151360
153 | Labour for fitting and fixing U.P.V.C piupes for above ground work including cost of joining materials etc. fitting and fixing all necessary specials, cutting pipes,cutting holes in walls or R.C floor where necessary and mending good all damages excluding the cost of masonry or concrete work, if necessary but including the cost and fitting and fixing holder bat clamps (any floor) or for underground work including cutting trenches upto 1.5 mtr. and refilling the same complete as per direction of the Engineer - in - Charge.(payment will be made on centre line measurment of the total pipe line including specials) (B) Under ground (i) 110 mm | BI01010001010000000000000515BI0100001264 | 210 | Mtr. | 95.02 |  |  | Excess(+) | 1 | Full Conversion | INR | [40 empty] | 19954.2 | 19954.2 | INR Nineteen Thousand Nine Hundred & Fifty Four and Paise Twenty Only | 700 | 791.84 | 147000
154 | Supplying, fitting and fixing Flat back urinal (half stall urinal) in white vitreous chinaware of approved make in position with brass screws on 75 mm X 75 mm X 75 mm wooden blocks complete. (i) 635 mm X 395 mm X 420 mm | BI01010001010000000000000515BI0100001265 | 13 | Each | 3245.41 |  |  | Excess(+) | 1 | Full Conversion | INR | [40 empty] | 42190.33 | 42190.33 | INR Forty Two Thousand One Hundred & Ninety and Paise Thirty Three Only | 712 | 805.41 | 9256
155 | Supplying, fitting and fixing C.I. round grating. (ii) 150 mm | BI01010001010000000000000515BI0100001266 | 64 | Each | 96.15 |  |  | Excess(+) | 1 | Full Conversion | INR | [40 empty] | 6153.6 | 6153.6 | INR Six Thousand One Hundred & Fifty Three and Paise Sixty Only | 178 | 201.35 | 11392
156 | Supplying, fitting and fixing C.I. square jalli. (ii) 150 mm | BI01010001010000000000000515BI0100001267 | 60 | Each | 115.38 |  |  | Excess(+) | 1 | Full Conversion | INR | [40 empty] | 6922.8 | 6922.8 | INR Six Thousand Nine Hundred & Twenty Two and Paise Eighty Only | 21 | 23.76 | 1260
157 | Supplying fitting fixing PTMT smart shelf of approved make of size 300 mm | BI01010001010000000000000515BI0100001268 | 46 | Each | 252.26 |  |  | Excess(+) | 1 | Full Conversion | INR | [40 empty] | 11603.96 | 11603.96 | INR Eleven Thousand Six Hundred & Three and Paise Ninety Six Only | 10 | 11.31 | 460 | 2 | Construction of chamber for 100mm sluices valve | item3 | 10 | Nos
158 | Suppling fitting fixing soap holder a)PTMT (Prayag or Equivelent) | BI01010001010000000000000515BI0100001269 | 46 | Each | 152.71 |  |  | Excess(+) | 1 | Full Conversion | INR | [40 empty] | 7024.66 | 7024.66 | INR Seven Thousand &Twenty Four and Paise Sixty Six Only | 119.27 | 134.92 | 5486.42 | 2 | Construction of chamber for 100mm sluices valve | item3 | 10 | Nos
159 | Supplying P.V.C. water storage tank of approved quality with closed top with lid (Black) - Multilayer (d) 2000 litre capacity | BI01010001010000000000000515BI0100001270 | 7 | Each | 11802.94 |  |  | Excess(+) | 1 | Full Conversion | INR | [40 empty] | 82620.58 | 82620.58 | INR Eighty Two Thousand Six Hundred & Twenty and Paise Fifty Eight Only | 192.38 | 217.62 | 1346.66 | 3 | Supplying, Conveying and fixing spls. Including ea | item4 | 10 | Nos
160 | Labour for hoisting plastic water storage tank. (ii) Above 1500 litre upto 5000 litre capacity. Upto 3rd storey from G.L. | BI01010001010000000000000515BI0100001271 | 7 | Each | 337.1 |  |  | Excess(+) | 1 | Full Conversion | INR | [40 empty] | 2359.7 | 2359.7 | INR Two Thousand Three Hundred & Fifty Nine and Paise Seventy Only |  |  |  | 1.01 | Supplying, Conveying and fixing spls. Including eart | item1 | 123.223 | Nos
161 | Labour for punching hole in plastic water storage tank upto 50 mm dia | BI01010001010000000000000515BI0100001272 | 18 | Each | 21.49 |  |  | Excess(+) | 1 | Full Conversion | INR | [40 empty] | 386.82 | 386.82 | INR Three Hundred & Eighty Six and Paise Eighty Two Only | 166 | 187.78 | 2988 | 1.02 | Construction of chamber for 100mm sluice plates | item2 | 213 | Nos
162 | Constructing Inspection pit of inside measurement 600mm X 600mm X upto 600mm (depth) with 250 mm thick 1st. class brick work in cement mortar (1:4) on all sides, bottom of the pit consisting of 100 mm thick cement concrete (1:3:6) with stone chips over a layer of jhama brick flat soling,15 mm thick (1:4) cement plaster to inside walls and out-side walls upto G.L. and 20 mm.thick (1:4) plaster to bottom of the pit, providing necessary invert with cement concrete (1:3:6) with stone chips as per direction, neat cement finishing to entire internal surfaces, top of the pit covered with 100 mm thick R.C.C. slab (1:1.5:3) with stone chips and necessary reinforcements upto 1% and shuttering including 6 mm thick cement plaster (1:4) in all external surfaces of the slab and one 560 mm dia. R.C.C. manhole cover of approved make supplied, fitted and fixed in the slab with necessary fittings, necessary earthwork in excavation in all sorts of soil, filling sides of the pit with earth and removing spoils after work complete in all respect with all costs of labour and materials. i) With Pakur variety (SAIL/TATA/RINL) | BI01010001010000000000000515BI0100001273 | 13 | Each | 7732.88 |  |  | Excess(+) | 1 | Full Conversion | INR | [40 empty] | 100527.44 | 100527.44 | INR One Lakh Five Hundred & Twenty Seven and Paise Forty Four Only | 431.31 | 487.9 | 5607.03 | 2 | Construction of chamber for 100mm sluices valve | item3 | 10 | Nos
163 | Construction of septic tank of different capacities as per approved drawing with 1st class brick work in cement mortar (1:4) including two 560 mm dia. R.C.C. manhole cover(heavy type)of approved make supplied, fitted and fixed in the 100mm thick R.C.C (1:1.5:3) top slab with necessary fittings, 20mm thick cement plaster (4 : 1) with neat cement finish to the internal surfaces and 15 mm thick cement plaster (4 : 1) to outside wall upto 200 mm below G.L floor finished with 25 mm thick grey artificial stone over 100 mm thick R.C.C(1:1.5:3) bottom slab including supplying, fitting and fixing all necessry specials, fittings, S.W. tees, C.I. foot rest etc. including excavation earth in all sorts of soil, shoring, bailing out and pumping out water as necessary, ramming, dressing the bed and fefilling the sides of the tanks with earth, removing spoils, filling up the chamber with clear water, removing foreign materials from the chamber and including constructing attached inspection pit as per approved drawing and connecting all necessary pipes, joints etc. with internal plaster work and artificial stone flooring is to be done with admixture of water proofing compound @ 0.5% by weight of cement with all costs of labour and materials. i) With Pakur variety (SAIL/TATA/RINL) For 100 users | BI01010001010000000000000515BI0100001274 | 1 | Each | 123912.78 |  |  | Excess(+) | 1 | Full Conversion | INR | [40 empty] | 123912.78 | 123912.78 | INR One Lakh Twenty Three Thousand Nine Hundred & Twelve and Paise Seventy Eight Only | 322 | 364.25 | 322 | 2 | Construction of chamber for 100mm sluices valve | item3 | 10 | Nos
164 | Construction of septic tank of different capacities as per approved drawing with 1st class brick work in cement mortar (1:4) including two 560 mm dia. R.C.C. manhole cover(heavy type)of approved make supplied, fitted and fixed in the 100mm thick R.C.C (1:1.5:3) top slab with necessary fittings, 20mm thick cement plaster (4 : 1) with neat cement finish to the internal surfaces and 15 mm thick cement plaster (4 : 1) to outside wall upto 200 mm below G.L floor finished with 25 mm thick grey artificial stone over 100 mm thick R.C.C(1:1.5:3) bottom slab including supplying, fitting and fixing all necessry specials, fittings, S.W. tees, C.I. foot rest etc. including excavation earth in all sorts of soil, shoring, bailing out and pumping out water as necessary, ramming, dressing the bed and fefilling the sides of the tanks with earth, removing spoils, filling up the chamber with clear water, removing foreign materials from the chamber and including constructing attached inspection pit as per approved drawing and connecting all necessary pipes, joints etc. with internal plaster work and artificial stone flooring is to be done with admixture of water proofing compound @ 0.5% by weight of cement with all costs of labour and materials. i) With Pakur variety (SAIL/TATA/RINL) For 50 users | BI01010001010000000000000515BI0100001275 | 1 | Each | 97992.46 |  |  | Excess(+) | 1 | Full Conversion | INR | [40 empty] | 97992.46 | 97992.46 | INR Ninety Seven Thousand Nine Hundred & Ninety Two and Paise Forty Six Only | 4339 | 4908.28 | 4339 | 2 | Construction of chamber for 100mm sluices valve | item3 | 10 | Nos
165 | Construction of septic tank of different capacities as per approved drawing with 1st class brick work in cement mortar (1:4) including two 560 mm dia. R.C.C. manhole cover(heavy type)of approved make supplied, fitted and fixed in the 100mm thick R.C.C (1:1.5:3) top slab with necessary fittings, 20mm thick cement plaster (4 : 1) with neat cement finish to the internal surfaces and 15 mm thick cement plaster (4 : 1) to outside wall upto 200 mm below G.L floor finished with 25 mm thick grey artificial stone over 100 mm thick R.C.C(1:1.5:3) bottom slab including supplying, fitting and fixing all necessry specials, fittings, S.W. tees, C.I. foot rest etc. including excavation earth in all sorts of soil, shoring, bailing out and pumping out water as necessary, ramming, dressing the bed and fefilling the sides of the tanks with earth, removing spoils, filling up the chamber with clear water, removing foreign materials from the chamber and including constructing attached inspection pit as per approved drawing and connecting all necessary pipes, joints etc. with internal plaster work and artificial stone flooring is to be done with admixture of water proofing compound @ 0.5% by weight of cement with all costs of labour and materials. i) With Pakur variety (SAIL/TATA/RINL) For 20 users | BI01010001010000000000000515BI0100001276 | 1 | Each | 51960.54 |  |  | Excess(+) | 1 | Full Conversion | INR | [40 empty] | 51960.54 | 51960.54 | INR Fifty One Thousand Nine Hundred & Sixty and Paise Fifty Four Only | 5755 | 6510.06 | 5755 | 2 | Construction of chamber for 100mm sluices valve | item3 | 10 | Nos
166 | Construction of circular soak well 2.5 metre deep in all types of sandy soils with dry brick work upto 1.6 metre from the bottom having 150 mm intermediate cement brick work (1:4) band all round and cement brick work (1:4) upto 0.90 metre from top with 20mm thick cement plastering (1:4) to inside face upto the depth of cement brick work, 15mm thick cement plaster (1:4) on outer face from top of the well upto G.L. and 6 mm thick cement plaster (1:4) on top of the R.C.C. cover slab including filling bottom 1.00 metre of inside of the well with brick metal (50 mm to 63 mm size) including R.C.C. cover slab of 100 mm thick with cement conc (1:1.5:3) with stone chips with necessary reinforcement and shuttering including one 560 mm dia. R.C.C. manhole cover (heavy type)of approved make supplied, fitted and fixed in the cover slab with necessary fittings, making nacessary arrangements for pipe connections, excavation of well including shoring, dewatering and removing the exess earth from the premises as per direction complete in all respect with all costs of labour and materials. With 250 mm thick dry brick work and 250 mm thick cement brick work (6:1) and 1.00m inside dia. For-SAIL/TATA/RINL | BI01010001010000000000000515BI0100001277 | 4 | Each | 17583.37 |  |  | Excess(+) | 1 | Full Conversion | INR | [40 empty] | 70333.48 | 70333.48 | INR Seventy Thousand Three Hundred & Thirty Three and Paise Forty Eight Only | 5850 | 6617.52 | 23400 | 3 | Supplying, Conveying and fixing spls. Including ea | item4 | 10 | Nos
167 | Labour for boring tube well of required dia. by water jet system through any type of soil strata including hire and labour charges for boring pipes, scaffolding, tools and plants as necessary and taking out them and lowering pipes, strainers, blind pipe etc. and fitting and fixing the same complete including bucket washing and other incidental works in the connection. The tube well should have a minimum 50 mm gap in between the outside of the tubewell pipe and the bore. (e) For depth upto 150 metre for 80 mm dia. tube well with top enlargement of 150 mm dia. (i) 150 mm dia. boring etc. for top enlargement | BI01010001010000000000000515BI0100001278 | 40 | mtr | 774.87 |  |  | Excess(+) | 1 | Full Conversion | INR | [40 empty] | 30994.8 | 30994.8 | INR Thirty Thousand Nine Hundred & Ninety Four and Paise Eighty Only | 5945 | 6724.98 | 237800 | 1.01 | Supplying, Conveying and fixing spls. Including eart | item1 | 123.223 | Nos
168 | Labour for boring tube well of required dia. by water jet system through any type of soil strata including hire and labour charges for boring pipes, scaffolding, tools and plants as necessary and taking out them and lowering pipes, strainers, blind pipe etc. and fitting and fixing the same complete including bucket washing and other incidental works in the connection. The tube well should have a minimum 50 mm gap in between the outside of the tubewell pipe and the bore. (e) For depth upto 150 metre for 80 mm dia. tube well with top enlargement of 150 mm dia. 80 mm dia. boring etc | BI01010001010000000000000515BI0100001279 | 80 | mtr | 324.65 |  |  | Excess(+) | 1 | Full Conversion | INR | [40 empty] | 25972 | 25972 | INR Twenty Five Thousand Nine Hundred & Seventy Two Only | 6040 | 6832.45 | 483200 | 1.01 | Supplying, Conveying and fixing spls. Including eart | item1 | 123.223 | Nos
169 | Supply of PVC pipes & fittings (medium duty) conforming to ASTMD - 1785 and threaded to match with GI Pipes as per IS : 1239 (Part - I). 80 mm dia | BI01010001010000000000000515BI0100001280 | 50 | mtr | 653.83 |  |  | Excess(+) | 1 | Full Conversion | INR | [40 empty] | 32691.5 | 32691.5 | INR Thirty Two Thousand Six Hundred & Ninety One and Paise Fifty Only | 363 | 410.63 | 18150
170 | Supply of PVC pipes & fittings (medium duty) conforming to ASTMD - 1785 and threaded to match with GI Pipes as per IS : 1239 (Part - I). 150 mm dia | BI01010001010000000000000515BI0100001281 | 40 | mtr | 1606.3 |  |  | Excess(+) | 1 | Full Conversion | INR | [40 empty] | 64252 | 64252 | INR Sixty Four Thousand Two Hundred & Fifty Two Only | 381 | 430.99 | 15240
171 | Supplying PVC strainer of approved make with adapter conforming to I.S.12818 specifications. 80 mm dia. | BI01010001010000000000000515BI0100001282 | 30 | mtr | 556.55 |  |  | Excess(+) | 1 | Full Conversion | INR | [40 empty] | 16696.5 | 16696.5 | INR Sixteen Thousand Six Hundred & Ninety Six and Paise Fifty Only | 399 | 451.35 | 11970
172 | Washing and developing tube well with air compressor pump and engine for 8 (eight) hours continuous pumping per day with necessary arrangements for testing the yield in gallons per hour with 'V' notch including hire and labour charges for all tools and plants and scaffolding as required. | BI01010001010000000000000515BI0100001283 | 1 | day | 8526.99 |  |  | Excess(+) | 1 | Full Conversion | INR | [40 empty] | 8526.99 | 8526.99 | INR Eight Thousand Five Hundred & Twenty Six and Paise Ninety Nine Only | 417 | 471.71 | 417
173 | Labour for making arrangement for showing verticality test including the cost for hire charges of tools and plants, scafolding, labour etc. all complete. | BI01010001010000000000000515BI0100001284 | 1 | LS | 1036.18 |  |  | Excess(+) | 1 | Full Conversion | INR | [40 empty] | 1036.18 | 1036.18 | INR One Thousand &Thirty Six and Paise Eighteen Only | 73743 | 83418.08 | 73743
174 | Packing the annular space between the outside of the tube well pipes & strainers and the bore with pea size washed gravel of approved quality having size from 2 mm to 5 mm or the size approved by the Engineer-in-charge including cost of all materials labour and equipment complete. Note: Initial 6 m. of Annular space between the housing pipe and the bore should not be shrouded with Pea size gravel to avoid contamination with surface water. | BI01010001010000000000000515BI0100001285 | 4 | Cu. m | 2295.2 |  |  | Excess(+) | 1 | Full Conversion | INR | [40 empty] | 9180.8 | 9180.8 | INR Nine Thousand One Hundred & Eighty and Paise Eighty Only | 74173 | 83904.5 | 296692
175 | Packing annular space between the outside of the housing pipe and the bore with puddled clay balls of approved size as per direction of the Engineer-in-charge with cost of all materials and labour complete. | BI01010001010000000000000515BI0100001286 | 2 | Cu. m | 471.71 |  |  | Excess(+) | 1 | Full Conversion | INR | [40 empty] | 943.42 | 943.42 | INR Nine Hundred & Forty Three and Paise Forty Two Only | 74603 | 84390.91 | 149206
176 | Collecting sample of water for bacteriological test & chemical test from any depth at any time during execution of work including hire & labour charge for tools & plants & sterilising the equipments, paying all charges & fees, testing etc. complete in all respect as per direction. | BI01010001010000000000000515BI0100001287 | 1 | LS | 1392.51 |  |  | Excess(+) | 1 | Full Conversion | INR | [40 empty] | 1392.51 | 1392.51 | INR One Thousand Three Hundred & Ninety Two and Paise Fifty One Only | 75033 | 84877.33 | 75033
177 | Supply of PVC Reducing Socket (150 mm x 80 mm) | BI01010001010000000000000515BI0100001288 | 1 | each | 514.7 |  |  | Excess(+) | 1 | Full Conversion | INR | [40 empty] | 514.7 | 514.7 | INR Five Hundred & Fourteen and Paise Seventy Only | 4919 | 5564.37 | 4919
178 | Supplying, fitting and fixing G.I. cap at top 150 mm | BI01010001010000000000000515BI0100001289 | 1 | each | 568.99 |  |  | Excess(+) | 1 | Full Conversion | INR | [40 empty] | 568.99 | 568.99 | INR Five Hundred & Sixty Eight and Paise Ninety Nine Only | 5142 | 5816.63 | 5142
179 | 80 mm dia G.I. plug of approved make conforming to I.S. specifications. | BI01010001010000000000000515BI0100001290 | 1 | each | 178.73 |  |  | Excess(+) | 1 | Full Conversion | INR | [40 empty] | 178.73 | 178.73 | INR One Hundred & Seventy Eight and Paise Seventy Three Only | 5253 | 5942.19 | 5253
180 | Holding clamp for 150 mm dia tube well casing fabricated by 50mmx6mm MS Flat with necessary nuts,bolts and washers & painting | BI01010001010000000000000515BI0100001291 | 2 | set | 424.2 |  |  | Excess(+) | 1 | Full Conversion | INR | [40 empty] | 848.4 | 848.4 | INR Eight Hundred & Forty Eight and Paise Forty Only | 5364 | 6067.76 | 10728
181 | Centre Guide of approved quality and size (40mmx8mm thick) of L=1mtr. | BI01010001010000000000000515BI0100001292 | 12 | Each | 156.11 |  |  | Excess(+) | 1 | Full Conversion | INR | [40 empty] | 1873.32 | 1873.32 | INR One Thousand Eight Hundred & Seventy Three and Paise Thirty Two Only | 5475 | 6193.32 | 65700
182 | Geophysical investigation of the acquifer by electrologging system with all tools and plants as necessary including supply of necessary report. | BI01010001010000000000000515BI0100001293 | 1 | each test | 9329.01 |  |  | Excess(+) | 1 | Full Conversion | INR | [40 empty] | 9329.01 | 9329.01 | INR Nine Thousand Three Hundred & Twenty Nine and Paise One Only | 676 | 764.69 | 676
183 | Supplying, fitting and fixing G.I. pipes of TATA make with all necessary accessories, specials viz. socket, bend, tee, union, cross, elbo, nipple, longscrew, reducing socket, reducing tee, short piece etc. fitted with holder bats clamps, including cutting pipes, making threads, fitting, fixing etc. complete in all respect including cost of all necessary fittings as required,jointing materials and two coats of painting with approved paint in any position above ground. (Payment will be made on the centre line measurements of total pipe line including all specials. No separate payment will be made for accesories, specials. Payment for painting will be made seperately) a) 65 mm dia Medium Quality (For Vertical column pipe & upto Header) | BI01010001010000000000000515BI0100001294 | 40 | mtr | 752.25 |  |  | Excess(+) | 1 | Full Conversion | INR | [40 empty] | 30090 | 30090 | INR Thirty Thousand &Ninety Only | 688 | 778.27 | 27520
184 | Supplying, fitting and fixing PVC pipes for underground work of approved make (medium duty) conforming to ASTMD - 1785 and threaded to match with GI Pipes as per IS : 1239 (Part - I). with all necessary accessories, specials viz. socket, bend, tee, union, cross, elbo, nipple, longscrew, reducing socket, reducing tee, short piece etc. fitted including cost of all materials ,jointing materials, cutting pipes, making threads ,cutting trenches upto 1.5 metre below surface in all sorts of soil and refilling the same as directed complete in all respect. (Payment will be made on the centre line measurement of the total pipe line including all specials No separate payment will be made for accessories, specials.) A) 50mm dia (From header to different Bldg.) | BI01010001010000000000000515BI0100001295 | 120 | mtr | 455.87 |  |  | Excess(+) | 1 | Full Conversion | INR | [40 empty] | 54704.4 | 54704.4 | INR Fifty Four Thousand Seven Hundred & Four and Paise Forty Only | 700 | 791.84 | 84000
185 | Supply & fixing 50 mm dia Gun metal Non-Return valve(ISI) | BI01010001010000000000000515BI0100001296 | 1 | each | 2671.89 |  |  | Excess(+) | 1 | Full Conversion | INR | [40 empty] | 2671.89 | 2671.89 | INR Two Thousand Six Hundred & Seventy One and Paise Eighty Nine Only | 712 | 805.41 | 712
186 | Supply & fixing 50 mm dia G.I.Peets Valve(ISI)(Tested 21 kg per cm) | BI01010001010000000000000515BI0100001297 | 5 | each | 2671.89 |  |  | Excess(+) | 1 | Full Conversion | INR | [40 empty] | 13359.45 | 13359.45 | INR Thirteen Thousand Three Hundred & Fifty Nine and Paise Forty Five Only | 178 | 201.35 | 890
187 | Supply of 100 mm x 65 mm dia PVC Reducing Tee (For header) | BI01010001010000000000000515BI0100001298 | 4 | each | 857.45 |  |  | Excess(+) | 1 | Full Conversion | INR | [40 empty] | 3429.8 | 3429.8 | INR Three Thousand Four Hundred & Twenty Nine and Paise Eighty Only | 21 | 23.76 | 84
188 | Supply of 100mm dia PVC nipple short piece 150mm long | BI01010001010000000000000515BI0100001299 | 6 | each | 154.97 |  |  | Excess(+) | 1 | Full Conversion | INR | [40 empty] | 929.82 | 929.82 | INR Nine Hundred & Twenty Nine and Paise Eighty Two Only | 10 | 11.31 | 60 | 2 | Construction of chamber for 100mm sluices valve | item3 | 10 | Nos
189 | Supply of 100mm dia PVC end plug | BI01010001010000000000000515BI0100001300 | 2 | each | 248.86 |  |  | Excess(+) | 1 | Full Conversion | INR | [40 empty] | 497.72 | 497.72 | INR Four Hundred & Ninety Seven and Paise Seventy Two Only | 119.27 | 134.92 | 238.54 | 2 | Construction of chamber for 100mm sluices valve | item3 | 10 | Nos
190 | Supply of 65 mm x 50 mm dia PVC Reducing socket (For delivery Line from header) | BI01010001010000000000000515BI0100001301 | 5 | each | 132.35 |  |  | Excess(+) | 1 | Full Conversion | INR | [40 empty] | 661.75 | 661.75 | INR Six Hundred & Sixty One and Paise Seventy Five Only | 192.38 | 217.62 | 961.9 | 3 | Supplying, Conveying and fixing spls. Including ea | item4 | 10 | Nos
191 | Supply of 50 mm dia PVC Union | BI01010001010000000000000515BI0100001302 | 6 | each | 169.68 |  |  | Excess(+) | 1 | Full Conversion | INR | [40 empty] | 1018.08 | 1018.08 | INR One Thousand &Eighteen and Paise Eight Only |  |  |  | 1.01 | Supplying, Conveying and fixing spls. Including eart | item1 | 123.223 | Nos
192 | Supply of 50 mm dia PVC Flange | BI01010001010000000000000515BI0100001303 | 2 | pair | 180.99 |  |  | Excess(+) | 1 | Full Conversion | INR | [40 empty] | 361.98 | 361.98 | INR Three Hundred & Sixty One and Paise Ninety Eight Only | 166 | 187.78 | 332 | 1.02 | Construction of chamber for 100mm sluice plates | item2 | 213 | Nos
193 | Making holes on wall & mending good the damages to original finish | BI01010001010000000000000515BI0100001304 | 4 | each | 67.87 |  |  | Excess(+) | 1 | Full Conversion | INR | [40 empty] | 271.48 | 271.48 | INR Two Hundred & Seventy One and Paise Forty Eight Only | 431.31 | 487.9 | 1725.24 | 2 | Construction of chamber for 100mm sluices valve | item3 | 10 | Nos
194 | Construction of 200mm x 200mm x 900mm high brick pillars with cement plastering for supporting the G.I. pipe from tube well to header | BI01010001010000000000000515BI0100001305 | 4 | each | 961.52 |  |  | Excess(+) | 1 | Full Conversion | INR | [40 empty] | 3846.08 | 3846.08 | INR Three Thousand Eight Hundred & Forty Six and Paise Eight Only | 322 | 364.25 | 1288 | 2 | Construction of chamber for 100mm sluices valve | item3 | 10 | Nos
195 | Supply & fixing holding clamp fabricated by 50mm x 6mm with necy. Nuts, bolts & washers for holding the the column pipe ( 65 mm dia.) | BI01010001010000000000000515BI0100001306 | 2 | pairs | 254.52 |  |  | Excess(+) | 1 | Full Conversion | INR | [40 empty] | 509.04 | 509.04 | INR Five Hundred & Nine and Paise Four Only | 4339 | 4908.28 | 8678 | 2 | Construction of chamber for 100mm sluices valve | item3 | 10 | Nos
196 | Labour charge for Testing & Lowering the submersible Pump motor set with submersible cable along with the column pipes into the tube well after socketing the column pipes step by step including arrangement of tripod, chain pully & tools & Tackles & providing suitable manpower to satisfactory operation. | BI01010001010000000000000515BI0100001307 | 1 | LS | 3423.01 |  |  | Excess(+) | 1 | Full Conversion | INR | [40 empty] | 3423.01 | 3423.01 | INR Three Thousand Four Hundred & Twenty Three and Paise One Only | 5755 | 6510.06 | 5755 | 2 | Construction of chamber for 100mm sluices valve | item3 | 10 | Nos
197 | DRIVEWAY Box cutting or filling in Road embankment in all sorts of soil including spreading the spoils properly over the flank as necessary or on berm to approximate grade & camber and rolling the sub-grade with power roller to proper camber and grade as per direction and satisfaction of Engineer-in-charge including uprooting and removing plants and jungles when and where necessary. (a) Depth up to 150 mm. | BI01010001010000000000000515BI0100001308 | 200 | Sqm | 16.29 |  |  | Excess(+) | 1 | Full Conversion | INR | [40 empty] | 3258 | 3258 | INR Three Thousand Two Hundred & Fifty Eight Only | 5850 | 6617.52 | 1170000 | 3 | Supplying, Conveying and fixing spls. Including ea | item4 | 10 | Nos
198 | Box cutting or filling in Road embankment in all sorts of soil including spreading the spoils properly over the flank as necessary or on berm to approximate grade & camber and rolling the sub-grade with power roller to proper camber and grade as per direction and satisfaction of Engineer-in-charge including uprooting and removing plants and jungles when and (b) For each additional Depth of 150mm and part thereof. | BI01010001010000000000000515BI0100001309 | 200 | Sqm | 21.49 |  |  | Excess(+) | 1 | Full Conversion | INR | [40 empty] | 4298 | 4298 | INR Four Thousand Two Hundred & Ninety Eight Only | 5945 | 6724.98 | 1189000 | 1.01 | Supplying, Conveying and fixing spls. Including eart | item1 | 123.223 | Nos
199 | Construction of granular sub-base by providing graded material, mixing by mix in place method with Rotavator at OMC, spreading in uniform layers with Motor grader on prepared surface in proper grade and camber, compacting with vibratory roller to achieve the desired density, including lighting, guarding, barricading, including cost of all materials, machinery, tools and plants including cost of quality control complete as per Clause 401 of Specifications for Road & Bridge Works of MoRT&H (5th Revision). (v) Grading – V (By Mix in place method) Add cost at site of 1.28 m³ of the materials as per specified Grading vide Table 3.3‐1 of Section 3 to arrive at the complete rate. | BI01010001010000000000000515BI0100001310 | 50 | Cum | 1690.97 |  |  | Excess(+) | 1 | Full Conversion | INR | [40 empty] | 84548.5 | 84548.5 | INR Eighty Four Thousand Five Hundred & Forty Eight and Paise Fifty Only | 6040 | 6832.45 | 302000 | 1.01 | Supplying, Conveying and fixing spls. Including eart | item1 | 123.223 | Nos
200 | Providing, laying, spreading and compacting stone aggregates of specific sizes to water bound macadam specification including spreading in uniform thickness, hand packing, rolling with vibratory roller 8-10 tonnes in stages to proper grade and camber, applying and brooming requisite type of screening / binding materials to fill up the interstices of coarse aggregate, watering including lighting, guarding, barricading and making necessary earthen bundh of one metre width on each side and preparing the bed by necessary cutting or filling, including cost of all materials and hire and labour charges of all men and machinery and compacting to the required density, as per Clause 404 of Specifications for Road & Bridge Works of MoRT&H (5th Revision). (iii) Grading-II Aggregate (53 mm to 22.4 mm) Using Stone Screening Type B (11.2 mm) B. Manual Means | BI01010001010000000000000515BI0100001311 | 50 | Cum | 2200.46 |  |  | Excess(+) | 1 | Full Conversion | INR | [40 empty] | 110023 | 110023 | INR One Lakh Ten Thousand &Twenty Three Only | 363 | 410.63 | 18150
201 | 80 mm thick interlocking designer concrete paver block M-40 grade formedium-traffic zone & utility cuts on arterial roads etc. as per IS: 15658-2006 (over 20-40 mm medium sand bed on 250mm thk WBM/ WMM base course &250 mm thk bound gnaular/ granular sub-base course & filling the interstices ofblocks with fine sand by brooming & subsequent watering including cost ofsand for sand bed but excluding cost of base, sub-base course & subgradepreparation.) complete as per direction of Engineer- Coloured Decorative | BI01010001010000000000000515BI0100001312 | 200 | Sqm | 1894.76 |  |  | Excess(+) | 1 | Full Conversion | INR | [40 empty] | 378952 | 378952 | INR Three Lakh Seventy Eight Thousand Nine Hundred & Fifty Two Only | 381 | 430.99 | 76200
202 | Electrical Works (Schedule Item) Supply of Three phase 240V 3 Hp (2.2 Kw) bore well submersible Pump Motor set suitable for 150mm bore well having overall head of (18 mtr to 43 mtr) & discharge of (380 LPM to 135 LPM). The discharge outlet size will be 50mm (2" inch) (Make KSB/ Crompton/Kirloskar) | BI01010001010000000000000515BI0100001313 | 1 | set | 29218.9 |  |  | Excess(+) | 1 | Full Conversion | INR | [40 empty] | 29218.9 | 29218.9 | INR Twenty Nine Thousand Two Hundred & Eighteen and Paise Ninety Only | 399 | 451.35 | 399
203 | Supply & Fixing of control panel suitable for 3-Phase 5 HP Submersible Pump motor set comprising of DOL starter, Dual Ammeter & Voltmeter, indicator lamp to be fixed on wall incl making connection & necy. earthing attachment. (Make L&T/Crompton/KSB) | BI01010001010000000000000515BI0100001314 | 1 | set | 4781.92 |  |  | Excess(+) | 1 | Full Conversion | INR | [40 empty] | 4781.92 | 4781.92 | INR Four Thousand Seven Hundred & Eighty One and Paise Ninety Two Only | 417 | 471.71 | 417
204 | Supply & Laying 3 core 2.5 sqmm flat submersible cable (Finolex) incl. 3/4" PVC HD PVC pipe through U.G. trench with necy Jointing materials incl. S/Laying PVC HD PVC pipe (Oriplast) | BI01010001010000000000000515BI0100001315 | 35 | mtr | 203.11 |  |  | Excess(+) | 1 | Full Conversion | INR | [40 empty] | 7108.85 | 7108.85 | INR Seven Thousand One Hundred & Eight and Paise Eighty Five Only | 73743 | 83418.08 | 2581005
205 | Supply & fixing 415 volt 125 A TPN switch in S.S. enclosure with HRC fuses onLS & NL to be fixed on angle frame on wall including earthing attachment.(LT/Seimens) | BI01010001010000000000000515BI0100001316 | 1 | set | 10599.57 |  |  | Excess(+) | 1 | Full Conversion | INR | [40 empty] | 10599.57 | 10599.57 | INR Ten Thousand Five Hundred & Ninety Nine and Paise Fifty Seven Only | 74173 | 83904.5 | 74173
206 | Supply & fixing 415 volt 32 A TPN switch in S.S. enclosure with HRC fuses onLS & NL to be fixed on angle frame on wall including earthing attachment.(LT/Seimens) | BI01010001010000000000000515BI0100001317 | 3 | set | 4748.66 |  |  | Excess(+) | 1 | Full Conversion | INR | [40 empty] | 14245.98 | 14245.98 | INR Fourteen Thousand Two Hundred & Forty Five and Paise Ninety Eight Only | 74603 | 84390.91 | 223809
207 | Supply & fixing 4 way double door horizontal TPN MCB DB with SS enclosure (Legrand cat no 607715) (Legrand/Seimens/ABB) concealed in wall after cutting the wall & mending good the damages to original finish with earthing attachment comprising with the following. a) 32 A Four Pole MCB isolator -- -1 No. b))6 to 32 A range SP MCB. --- 12 Nos. | BI01010001010000000000000515BI0100001318 | 3 | set | 6835.56 |  |  | Excess(+) | 1 | Full Conversion | INR | [40 empty] | 20506.68 | 20506.68 | INR Twenty Thousand Five Hundred & Six and Paise Sixty Eight Only | 75033 | 84877.33 | 225099
208 | Supply & fixing 415V 200A capacity MS (16SWG) Busbar Chamber having dimension of (500x150mm) to be fixed on iron frame on wall consisting of 4 nos cupper bars of size (4x50x5mm). The same BBC should have a separate cubicle at one end consisting 3 nos 200A capacity porcelain cut out fuse unit & one nutral bar to receive the service cable including connecting the cut out fuse units with the BBC by S/F 4 x 35 sqmm PVC insulated copper wire duly socketed at both ends incl. earthing attachment & painting | BI01010001010000000000000515BI0100001319 | 1 | mtr | 4474.29 |  |  | Excess(+) | 1 | Full Conversion | INR | [40 empty] | 4474.29 | 4474.29 | INR Four Thousand Four Hundred & Seventy Four and Paise Twenty Nine Only | 4919 | 5564.37 | 4919
209 | Supply & fixing 415 volt 100 A TPN switch in S.S. enclosure with HRC fuses onLS & NL to be fixed on angle frame on wall including earthing attachment.(LT/Seimens) | BI01010001010000000000000515BI0100001320 | 1 | set | 7510.21 |  |  | Excess(+) | 1 | Full Conversion | INR | [40 empty] | 7510.21 | 7510.21 | INR Seven Thousand Five Hundred & Ten and Paise Twenty One Only | 5142 | 5816.63 | 5142
210 | Supplying and fixing 100 A Changeover switch with Sheet Steel enclosure on angle iron frame on wall with nuts bolts etcn.(Havells/HPL) | BI01010001010000000000000515BI0100001321 | 1 | set | 11073.49 |  |  | Excess(+) | 1 | Full Conversion | INR | [40 empty] | 11073.49 | 11073.49 | INR Eleven Thousand &Seventy Three and Paise Forty Nine Only | 5253 | 5942.19 | 5253
211 | Supplying and fixing 8 way double door Vertical TPN(Up to 160A) MCB Distribution board (Legrand cat no 607914) for MCCB incomer with IP-42/43 protection, on angle iron frame on wall & mending good the damages to original finish incl. Inter connection with suitable size of copper wire and neutral link & provision for earthing attachment 125 A Four Pole MCCB( Br.capa 25KA/35KA)-- 1 nos 63 A TP MCB - - 5 nos 6-32 A SP MCB - 3 nos | BI01010001010000000000000515BI0100001322 | 1 | set | 19777.39 |  |  | Excess(+) | 1 | Full Conversion | INR | [40 empty] | 19777.39 | 19777.39 | INR Nineteen Thousand Seven Hundred & Seventy Seven and Paise Thirty Nine Only | 5364 | 6067.76 | 5364
212 | Supply & fixing 415 volt 63 A TPN switch in S.S. enclosure with HRC fuses onLS & NL to be fixed on angle frame on wall including earthing attachment.(LT/Seimens) | BI01010001010000000000000515BI0100001323 | 1 | set | 4907.82 |  |  | Excess(+) | 1 | Full Conversion | INR | [40 empty] | 4907.82 | 4907.82 | INR Four Thousand Nine Hundred & Seven and Paise Eighty Two Only | 5475 | 6193.32 | 5475
213 | Supply & fixing 4 way double door horizontal TPN MCB DB with SS enclosure (Legrand cat no 607715)(Legrand/Seimens/ABB) concealed in wall after cutting the wall & mending good the damages to original finish with earthing attachment comprising with the following. a) 63 A Four Pole MCB isolator -- -1 No. b) 16 to 32 A range SP MCB. --- 12 Nos. | BI01010001010000000000000515BI0100001324 | 2 | set | 7098.05 |  |  | Excess(+) | 1 | Full Conversion | INR | [40 empty] | 14196.1 | 14196.1 | INR Fourteen Thousand One Hundred & Ninety Six and Paise Ten Only | 676 | 764.69 | 1352
214 | Supply & fixing SPN MCB DB (2+8) WAY (Make legrand/ Seimens/ABB) with S.S. Enclosure(Legrand cat no - 607711) concealed in wall after cutting wall & mending good the damages & earthing attachment comprising with the following: a) 40 A DP isolator - 1 No. b) 6 to 16 A range SPMCB - 8 Nos. | BI01010001010000000000000515BI0100001325 | 9 | set | 3974.24 |  |  | Excess(+) | 1 | Full Conversion | INR | [40 empty] | 35768.16 | 35768.16 | INR Thirty Five Thousand Seven Hundred & Sixty Eight and Paise Sixteen Only | 688 | 778.27 | 6192
215 | Laying of 4x25 sq sqmm XLPE/A cable in underground trench 460 mm wide x 760 mm average depth, with brick protection on the top of the cable with 8 (eight) Nos. bricks per metre, including filling the space between the brick & cable and also the trench with shifted soil, leveling up and restoring surface duly rammed | BI01010001010000000000000515BI0100001326 | 100 | mtr | 192.42 |  |  | Excess(+) | 1 | Full Conversion | INR | [40 empty] | 19242 | 19242 | INR Nineteen Thousand Two Hundred & Forty Two Only | 700 | 791.84 | 70000
216 | Laying of cable upto 4 core 25 sqmm on wall/surface incl. S & F MS saddles with earthing attachment in 10 SWG GI (Hot Dip) Wire, making holes etc. as necy. mending good damages and painting | BI01010001010000000000000515BI0100001327 | 15 | mtr | 71.27 |  |  | Excess(+) | 1 | Full Conversion | INR | [40 empty] | 1069.05 | 1069.05 | INR One Thousand &Sixty Nine and Paise Five Only | 712 | 805.41 | 10680
217 | Supply & fixing compression type cable gland suitable for cable with brass gland, brass ring incl.socketing the ends off by crimping method including S/F solderless socket (Dowels value) & jointing materials etc (XLPE/A). 4 x 25 sq mm | BI01010001010000000000000515BI0100001328 | 4 | set | 192.42 |  |  | Excess(+) | 1 | Full Conversion | INR | [40 empty] | 769.68 | 769.68 | INR Seven Hundred & Sixty Nine and Paise Sixty Eight Only | 178 | 201.35 | 712
218 | Laying of 4x16 sq sqmm XLPE/A cable in underground trench 460 mm wide x 760 mm average depth, with brick protection on the top of the cable with 8 (eight) Nos. bricks per metre, including filling the space between the brick & cable and also the trench with shifted soil, leveling up and restoring surface duly rammed | BI01010001010000000000000515BI0100001329 | 230 | mtr | 192.42 |  |  | Excess(+) | 1 | Full Conversion | INR | [40 empty] | 44256.6 | 44256.6 | INR Forty Four Thousand Two Hundred & Fifty Six and Paise Sixty Only | 21 | 23.76 | 4830
219 | Laying of cable upto 4 core 16 sqmm on wall/surface incl. S & F MS saddles with earthing attachment in 10 SWG GI (Hot Dip) Wire, making holes etc. as necy. mending good damages and painting | BI01010001010000000000000515BI0100001330 | 30 | mtr | 150.85 |  |  | Excess(+) | 1 | Full Conversion | INR | [40 empty] | 4525.5 | 4525.5 | INR Four Thousand Five Hundred & Twenty Five and Paise Fifty Only | 10 | 11.31 | 300 | 2 | Construction of chamber for 100mm sluices valve | item3 | 10 | Nos
220 | Supply & fixing compression type cable gland suitable for cable with brass gland, brass ring incl.socketing the ends off by crimping method including S/F solderless socket (Dowels value) & jointing materials etc (XLPE/A). 4 x 16 sq mm | BI01010001010000000000000515BI0100001331 | 8 | set | 156.78 |  |  | Excess(+) | 1 | Full Conversion | INR | [40 empty] | 1254.24 | 1254.24 | INR One Thousand Two Hundred & Fifty Four and Paise Twenty Four Only | 119.27 | 134.92 | 954.16 | 2 | Construction of chamber for 100mm sluices valve | item3 | 10 | Nos
221 | Finishing the end of following XLPE/PVC armoured cables by crimping method incl. supplying and fixing solderless socket (Dowels make), tapes, anticorrosive paste & jointing materials :4 core 16 sqmm cable | BI01010001010000000000000515BI0100001332 | 4 | set | 112.84 |  |  | Excess(+) | 1 | Full Conversion | INR | [40 empty] | 451.36 | 451.36 | INR Four Hundred & Fifty One and Paise Thirty Six Only | 192.38 | 217.62 | 769.52 | 3 | Supplying, Conveying and fixing spls. Including ea | item4 | 10 | Nos
222 | Supply & Fixing FP enclosure (Legrand) concealed in wall & mending good the damages to original finish incl. earthing attachment comprising with the following: a) 32 DP MCB Isolator (Legrand) - 1 nos b) 6-16 A SP MCB - 2 nos | BI01010001010000000000000515BI0100001333 | 4 | set | 1209.14 |  |  | Excess(+) | 1 | Full Conversion | INR | [40 empty] | 4836.56 | 4836.56 | INR Four Thousand Eight Hundred & Thirty Six and Paise Fifty Six Only |  |  |  | 1.01 | Supplying, Conveying and fixing spls. Including eart | item1 | 123.223 | Nos
223 | Supply & laying medium gauge 50 mm dia G.I. Pipe (ISI -m) for cable protection. | BI01010001010000000000000515BI0100001334 | 30 | mtr | 391.96 |  |  | Excess(+) | 1 | Full Conversion | INR | [40 empty] | 11758.8 | 11758.8 | INR Eleven Thousand Seven Hundred & Fifty Eight and Paise Eighty Only | 166 | 187.78 | 4980 | 1.02 | Construction of chamber for 100mm sluice plates | item2 | 213 | Nos
224 | Supply & fixing (40mmx40mmx6mm) G I Pole clamp with nuts, bolts & washer for holding vertical 40 mm dia G I cable protechtion pipe from service pole. | BI01010001010000000000000515BI0100001335 | 6 | set | 178.16 |  |  | Excess(+) | 1 | Full Conversion | INR | [40 empty] | 1068.96 | 1068.96 | INR One Thousand &Sixty Eight and Paise Ninety Six Only | 431.31 | 487.9 | 2587.86 | 2 | Construction of chamber for 100mm sluices valve | item3 | 10 | Nos
225 | Supply & drawing PVC insulated (FR) Copper wire through alkathene pipe recessed in wall & mending good the damages. a) 2 X 4 + 1 X 2.5 Sqmm.(SPN)(AC) | BI01010001010000000000000515BI0100001336 | 600 | mtr | 187.67 |  |  | Excess(+) | 1 | Full Conversion | INR | [40 empty] | 112602 | 112602 | INR One Lakh Twelve Thousand Six Hundred & One and Paise One Hundred Only | 322 | 364.25 | 193200 | 2 | Construction of chamber for 100mm sluices valve | item3 | 10 | Nos
226 | Supply & drawing PVC insulated (FR) Copper wire through alkathene pipe recessed in wall & mending good the damages. b) 2 X 2.5 + 1 X 1.5 Sqmm.(P/P) | BI01010001010000000000000515BI0100001337 | 350 | mtr | 152.03 |  |  | Excess(+) | 1 | Full Conversion | INR | [40 empty] | 53210.5 | 53210.5 | INR Fifty Three Thousand Two Hundred & Ten and Paise Fifty Only | 4339 | 4908.28 | 1518650 | 2 | Construction of chamber for 100mm sluices valve | item3 | 10 | Nos
227 | Supply & drawing PVC insulated (FR) Copper wire through alkathene pipe recessed in wall & mending good the damages. c) 3 x 1.5 sq mm(Out door Light) | BI01010001010000000000000515BI0100001338 | 500 | Mtr | 131.84 |  |  | Excess(+) | 1 | Full Conversion | INR | [40 empty] | 65920 | 65920 | INR Sixty Five Thousand Nine Hundred & Twenty Only | 5755 | 6510.06 | 2877500 | 2 | Construction of chamber for 100mm sluices valve | item3 | 10 | Nos
228 | Supply & drawing PVC insulated (FR) Copper wire through alkathene pipe recessed in wall & mending good the damages. d)2x80/0.4 (10 sqmm) + 1x84/0.3 (6 sqmm) as ECC(VTPN) | BI01010001010000000000000515BI0100001339 | 20 | Mtr | 369.39 |  |  | Excess(+) | 1 | Full Conversion | INR | [40 empty] | 7387.8 | 7387.8 | INR Seven Thousand Three Hundred & Eighty Seven and Paise Eighty Only | 5850 | 6617.52 | 117000 | 3 | Supplying, Conveying and fixing spls. Including ea | item4 | 10 | Nos
229 | Supply & drawing PVC insulated (FR) Copper wire through alkathene pipe recessed in wall & mending good the damages. 2x84/0.3 (6 sqmm) + 1x56/0.3 (4 sqmm) as ECC(TPN) | BI01010001010000000000000515BI0100001340 | 160 | Mtr | 239.93 |  |  | Excess(+) | 1 | Full Conversion | INR | [40 empty] | 38388.8 | 38388.8 | INR Thirty Eight Thousand Three Hundred & Eighty Eight and Paise Eighty Only | 5945 | 6724.98 | 951200 | 1.01 | Supplying, Conveying and fixing spls. Including eart | item1 | 123.223 | Nos
230 | Distn. wiring in 3X22/0.3 (1.5 sqmm) single core stranded 'FR' PVC insulated & unsheathed single core stranded copper wire (Brand approved by EIC) in 19 mm bore, 3 mm thick polythen pipe complete with all accessories embedded in wall to light/fan/call bell points with Modular type switch (Brand approved by EIC) fixed on Modular GI switch board with top cover plate flushed in wall incl. mending good damages to original finish (Ave. run 6 mtr.) | BI01010001010000000000000515BI0100001341 | 380 | pts | 1060.67 |  |  | Excess(+) | 1 | Full Conversion | INR | [40 empty] | 403054.6 | 403054.6 | INR Four Lakh Three Thousand &Fifty Four and Paise Sixty Only | 6040 | 6832.45 | 2295200 | 1.01 | Supplying, Conveying and fixing spls. Including eart | item1 | 123.223 | Nos
231 | Distn. wiring in 22/0.3 (1.5 sqmm) single core stranded 'FR' PVC insulated & unsheathed single core stranded copper wire (Brand approved by EIC) in 19 mm bore, 3 mm thick polythen pipe complete with all accessories embedded in wall to 240 V 6A 5 pin plug point incl. S&F 240 V 6A 3 pin Modular type plug socket & Modular type switch (Brand approved by EIC) incl. S&F earth continuity wire, fixed on 4 Module GI switchboard with 3/4 Module top cover plate flushed in wall incl. mending good damages to original finish a) on board | BI01010001010000000000000515BI0100001342 | 65 | pts | 295.75 |  |  | Excess(+) | 1 | Full Conversion | INR | [40 empty] | 19223.75 | 19223.75 | INR Nineteen Thousand Two Hundred & Twenty Three and Paise Seventy Five Only | 363 | 410.63 | 23595
232 | Distn. wiring in 22/0.3 (1.5 sqmm) single core stranded 'FR' PVC insulated & unsheathed single core stranded copper wire (Brand approved by EIC) in 19 mm bore, 3 mm thick polythen pipe complete with all accessories embedded in wall to 240 V 6A 5 pin plug point incl. S&F 240 V 6A 3 pin Modular type plug socket & Modular type switch (Brand approved by EIC) incl. S&F earth continuity wire, fixed on 4 Module GI switchboard with 3/4 Module top cover plate flushed in wall incl. mending good damages to original finish b) Ave 3 mtr | BI01010001010000000000000515BI0100001343 | 49 | pts | 935.95 |  |  | Excess(+) | 1 | Full Conversion | INR | [40 empty] | 45861.55 | 45861.55 | INR Forty Five Thousand Eight Hundred & Sixty One and Paise Fifty Five Only | 381 | 430.99 | 18669
233 | Supply & Fixing 240 V, 16 A, 3 pin Modular type Power plugsocket (Cabtree) with 16A Modular type switch, without plug top on 4 Module GI Modular type switch board with top cover plate flushed in wall incl. S&F switch board and cover plate and making necy. connections | BI01010001010000000000000515BI0100001344 | 12 | set | 541.62 |  |  | Excess(+) | 1 | Full Conversion | INR | [40 empty] | 6499.44 | 6499.44 | INR Six Thousand Four Hundred & Ninety Nine and Paise Forty Four Only | 399 | 451.35 | 4788
234 | Supply & fixing computer plug board modular type of 12 module GI box with cover plate recessed in wall comprising with the following (Legrand/Cabtree) ----- a) 6/16A socket & 16A switch --1 set b) 6A socket & 6A switch --2 sets | BI01010001010000000000000515BI0100001345 | 24 | set | 1434.81 |  |  | Excess(+) | 1 | Full Conversion | INR | [40 empty] | 34435.44 | 34435.44 | INR Thirty Four Thousand Four Hundred & Thirty Five and Paise Forty Four Only | 417 | 471.71 | 10008
235 | Supply & Fixing 240 V, 25 A, 3 pin Modular type plug socket (Brand approved by EIC), without plug top and switch with 2 Module GI Modular type switch board with top cover plate flushed in wall and making necy. connections with PVC Cu wire and earth continuity wire. | BI01010001010000000000000515BI0100001346 | 2 | each | 419.28 |  |  | Excess(+) | 1 | Full Conversion | INR | [40 empty] | 838.56 | 838.56 | INR Eight Hundred & Thirty Eight and Paise Fifty Six Only | 73743 | 83418.08 | 147486
236 | Supply & Fixing 240 V,25 A, 3 pin Modular type plug top with indicator (Brand approved by EIC) & necy. Connections.(For AC m/c) | BI01010001010000000000000515BI0100001347 | 2 | each | 153.22 |  |  | Excess(+) | 1 | Full Conversion | INR | [40 empty] | 306.44 | 306.44 | INR Three Hundred & Six and Paise Forty Four Only | 74173 | 83904.5 | 148346
237 | Supply & fixing socket type electronics Modular socket type fan regulator (Legrand/Crabtree) including connection. | BI01010001010000000000000515BI0100001348 | 110 | each | 459.66 |  |  | Excess(+) | 1 | Full Conversion | INR | [40 empty] | 50562.6 | 50562.6 | INR Fifty Thousand Five Hundred & Sixty Two and Paise Sixty Only | 74603 | 84390.91 | 8206330
238 | Supplying & Fixing of Box type fan clamp of 150mm dia & 80mm depth made of 16 SWG CRCA sheet with one end duly sealed by cover, properly welded, incl. S&F 12mm dia 600mm long MS rod duly bent at the centre position of rod to grip fan bobbin properly, incl. binding the rod and fan box with reinforcement by 22 SWG steel binding wire, incl. supply & covering the box with alkathene sheet, placed in order to prevent concrete from entering the box. | BI01010001010000000000000515BI0100001349 | 110 | each | 206.67 |  |  | Excess(+) | 1 | Full Conversion | INR | [40 empty] | 22733.7 | 22733.7 | INR Twenty Two Thousand Seven Hundred & Thirty Three and Paise Seventy Only | 75033 | 84877.33 | 8253630
239 | Fixing only exhaust fan after making hole in wall and making good damages and smooth cement finish etc. as practicable as possible and providing necy. length of PVC insulated wire and making connection for exhaust & louvre shutter after cutting hole on wall & mending good the damages of following diameter: 30 cm (12") | BI01010001010000000000000515BI0100001350 | 33 | each | 521.43 |  |  | Excess(+) | 1 | Full Conversion | INR | [40 empty] | 17207.19 | 17207.19 | INR Seventeen Thousand Two Hundred & Seven and Paise Nineteen Only | 4919 | 5564.37 | 162327
240 | Fixing only single /twin fluorescent light fitting complete with all accessories directly on wall/ceiling/HW round block and suitable size of MS fastener | BI01010001010000000000000515BI0100001351 | 140 | each | 118.78 |  |  | Excess(+) | 1 | Full Conversion | INR | [40 empty] | 16629.2 | 16629.2 | INR Sixteen Thousand Six Hundred & Twenty Nine and Paise Twenty Only | 5142 | 5816.63 | 719880
241 | Fixing only fluorescent light fitting suspended 25 cm bellow the ceiling with 2 No. 20 mm dia EI conduit (14 SWG) supports incl. S&F EI conduit, ball socket/socket type ceiling plate and connecting the length of PVC insulated wire and painting etc. as required by 2x24/0.20 mm (1.5sqmm) flexible copper wire of 1.10 mt. length. | BI01010001010000000000000515BI0100001352 | 100 | each | 254.18 |  |  | Excess(+) | 1 | Full Conversion | INR | [40 empty] | 25418 | 25418 | INR Twenty Five Thousand Four Hundred & Eighteen Only | 5253 | 5942.19 | 525300
242 | Fixing only bulk head ceiling fitting on wall /ceiling by screws etc. | BI01010001010000000000000515BI0100001353 | 22 | each | 66.51 |  |  | Excess(+) | 1 | Full Conversion | INR | [40 empty] | 1463.22 | 1463.22 | INR One Thousand Four Hundred & Sixty Three and Paise Twenty Two Only | 5364 | 6067.76 | 118008
243 | Fixing only pendent light fitting complete with lamp, shade and 24/0.2 mm (1.5 sqmm) flexible copper wire incl. S&F pendent holder | BI01010001010000000000000515BI0100001354 | 1 | each | 57.01 |  |  | Excess(+) | 1 | Full Conversion | INR | [40 empty] | 57.01 | 57.01 | INR Fifty Seven and Paise One Only | 5475 | 6193.32 | 5475
244 | Fixing only outdoor / street light type LED light fitting complete with all accessories to be fixed/projected from the wall of the building incl. making holes to building, S&F 40 mm dia GI pipe (ISI-Medium) 1.50 mts. average length, with GI socket at one end and thread at the other end & suitable bend to house the fitting & making necy. connections with S&F necy. length of 1.5 sqmm PVC insulated single core stranded annealed copper wire and making connections as required and mending good damages to wall and painting | BI01010001010000000000000515BI0100001355 | 34 | set | 857.56 |  |  | Excess(+) | 1 | Full Conversion | INR | [40 empty] | 29157.04 | 29157.04 | INR Twenty Nine Thousand One Hundred & Fifty Seven and Paise Four Only | 676 | 764.69 | 22984
245 | Supplying & Fixing GI waterproof type looping cable box size 200x150x100 mm deep having 4 mm thick comprising of one 250V 15 A kit-kat fuse unit, one NL on porcelain insulator, one compression type brass cable gland for upto 2- core 16 sqmm PVC/A cable and having lined with rubber gasketted GI top cover with brass machine screws etc., earthing terminal with lug, on steel tubular pole near base, including S&F 40x6 mm thick, MS clamps with bolts, nuts etc. including painting with anticorrosive paint | BI01010001010000000000000515BI0100001356 | 48 | each | 543.99 |  |  | Excess(+) | 1 | Full Conversion | INR | [40 empty] | 26111.52 | 26111.52 | INR Twenty Six Thousand One Hundred & Eleven and Paise Fifty Two Only | 688 | 778.27 | 33024
246 | Earthing the installation by 50 mm dia. G.I. Pipe (ISI-M) of 3.64 mtr. Long driven to an depth of 3.65 mtr. Below the ground level including S/F 1X4 SWG. G.I. Earth wire (4 mtr. Long) with nuts bolts & washers.(for all electrical instalation) | BI01010001010000000000000515BI0100001357 | 18 | set | 1626.04 |  |  | Excess(+) | 1 | Full Conversion | INR | [40 empty] | 29268.72 | 29268.72 | INR Twenty Nine Thousand Two Hundred & Sixty Eight and Paise Seventy Two Only | 700 | 791.84 | 12600
247 | Supplying & fixing earth busbar of galvanized (Hot Dip) MS flat 25 mm x 6 mm on wall having clearance of 6 mm from wall including providing drilled holes on the busbar complete with GI bolts, nuts, washers, spacing insulators etc. as required | BI01010001010000000000000515BI0100001358 | 3 | mtr | 185.29 |  |  | Excess(+) | 1 | Full Conversion | INR | [40 empty] | 555.87 | 555.87 | INR Five Hundred & Fifty Five and Paise Eighty Seven Only | 712 | 805.41 | 2136
248 | Supply & Fixing 240 V 16 A Piano key type switch (Brand approved by EIC) on GI Modular type switch board having top cover plate and making necessary connections as required | BI01010001010000000000000515BI0100001359 | 10 | each | 141.34 |  |  | Excess(+) | 1 | Full Conversion | INR | [40 empty] | 1413.4 | 1413.4 | INR One Thousand Four Hundred & Thirteen and Paise Forty Only | 178 | 201.35 | 1780
249 | Supplying and Drawing 1.1 KV single core stranded 'FR' PVC insulated & unsheathed single core stranded copper wire (Brand approved by EIC) of the following sizes(3X1.5) from loop box to fittings with polythine pipe and making necy. connection as required as per direction of EIC. | BI01010001010000000000000515BI0100001360 | 140 | mtr | 200.73 |  |  | Excess(+) | 1 | Full Conversion | INR | [40 empty] | 28102.2 | 28102.2 | INR Twenty Eight Thousand One Hundred & Two and Paise Twenty Only | 21 | 23.76 | 2940
250 | Laying of 2 core 6 sqmm cable on wall/surface incl. S & F MS saddles with earthing attachment in 10 SWG GI (Hot Dip) Wire, making holes etc. as necy. mending good damages and painting | BI01010001010000000000000515BI0100001361 | 30 | mtr | 67.7 |  |  | Excess(+) | 1 | Full Conversion | INR | [40 empty] | 2031 | 2031 | INR Five Hundred & Eighty One Only | 177 | 200.22 | 5310
251 | Laying of 2core 6sq mm cable in underground trench 460 mm wide x 760 mm average depth, with brick protection on the top of the cable with 8 (eight) Nos. bricks per metre, including filling the space between the brick & cable and also the trench with shifted soil, leveling up and restoring surface duly rammed | BI01010001010000000000000515BI0100001362 | 110 | mtr | 192.42 |  |  | Excess(+) | 1 | Full Conversion | INR | [40 empty] | 21166.2 | 21166.2 | INR Five Hundred & Sixty Only | 137 | 154.97 | 15070
252 | Supplying and fixing compression type gland complete with brass gland, brass ring & rubber ring for dust & moisture-proof entry of XLPE/PVC armoured cables as below ,for 2core 6sqmm | BI01010001010000000000000515BI0100001363 | 25 | set | 80.77 |  |  | Excess(+) | 1 | Full Conversion | INR | [40 empty] | 2019.25 | 2019.25 | INR Five Hundred & Eighty One Only | 158 | 178.73 | 3950
253 | Finishing of the XLPE/PVC insulated armoured cable ends by soldering with cable sockets and insulated tapes etc., including supplying sockets, soldering materials, tapes etc. As per GS | BI01010001010000000000000515BI0100001364 | 25 | set | 38.01 |  |  | Excess(+) | 1 | Full Conversion | INR | [40 empty] | 950.25 | 950.25 | INR Three Hundred & Twenty Two Only | 1646 | 1861.96 | 41150
254 | Supplying and Drawing 1.1 KV single core stranded 'FR'PVC insulated & unsheathed single core stranded copper wire(Brand approved by EIC) of 3x22/0.3 sqmm sizes in the19mm dia 3mm thick polythin pipe . | BI01010001010000000000000515BI0100001365 | 300 | mtr | 131.84 |  |  | Excess(+) | 1 | Full Conversion | INR | [40 empty] | 39552 | 39552 | INR Ninety Six Only | 1258 | 1423.05 | 377400
255 | Erection of 9 m ST pole with sole plate in CC foundation (600x600x150mm) thick CC (4:2:1) base block below sole plate with hard jhama metal incl CC (6:3:1) muffing 0.30 m dia 03.0 m above ground level incl making drilled hole on pole for earth bolt & carriage upto 1.6 Km from store to work site in cluding filling up the the exacavated earth pit with shifted soil | BI01010001010000000000000515BI0100001366 | 12 | set | 3367.3 |  |  | Excess(+) | 1 | Full Conversion | INR | [40 empty] | 40407.6 | 40407.6 | INR One Hundred & Fifty Only | 912 | 1031.65 | 10944
256 | Painting the 9 m ST pole with two coats of aluminium paint of approved make over one coat of R.O primer incl. preparation of surface by sand paper/emery incl cleaning etc. | BI01010001010000000000000515BI0100001367 | 14 | item | 573.69 |  |  | Excess(+) | 1 | Full Conversion | INR | [40 empty] | 8031.66 | 8031.66 | INR Eight Thousand &Thirty One and Paise Sixty Six Only | 3104 | 3511.24 | 43456
257 | Supply & Fixing Medium gauge GI pipe pole length of 6M in length and 100mm dai. including pole cap includin erection the same CC foundation (Proportion and dimension indicated below), having 600x600x150 mm thick CC (4:2:1) base block below sole plate/pole with hard jhama metal including CC (6:3:1) muffing 0.30 mts. dia and 0.30 mts. above ground level including 3 mm thick neat cemented finish and GI earth bolt after making drilled holes etc. on pole & carriage of pole upto 1.6 Km from Store to work-site including filling up the excavated earth pit with shifted soil and ramming properly | BI01010001010000000000000515BI0100001368 | 2 | set | 8462.79 |  |  | Excess(+) | 1 | Full Conversion | INR | [40 empty] | 16925.58 | 16925.58 | INR Sixteen Thousand Nine Hundred & Twenty Five and Paise Fifty Eight Only | 485 | 548.63 | 970
258 | Extra on items 1& 2 above, for providing CC (6:3:1) base block (around the pole) dimension 0.60x0.60x0.76 mt. above ground level, neatly cemented finish (3 mm thick), at the base pole (in lieu of CC muffing) suitable for alkathene/ polythene pipe entry as directed for street light wiring, incl. S & F 25cmx25cmx10cm GI Loop box, 16SWG & incl. drilled hole in pole | BI01010001010000000000000515BI0100001369 | 14 | set | 1573.78 |  |  | Excess(+) | 1 | Full Conversion | INR | [40 empty] | 22032.92 | 22032.92 | INR Twenty Two Thousand &Thirty Two and Paise Ninety Two Only | 1325 | 1573.78
259 | Electrical Works (Non-Schedule Item) Supply & delevery of 1.1 Kv grade XLPE Aluminium armoured cable(make Gloster/Nicco/Havells) 4 x 25 sq mm | BI01010001010000000000000515BI0100001370 | 130 | mtr | 290.88 |  |  | Excess(+) | 1 | Full Conversion | INR | [40 empty] | 37814.4 | 37814.4 | INR Thirty Seven Thousand Eight Hundred & Fourteen and Paise Forty Only | 288 | 290.88
260 | Supply & delevery of 1.1 Kv grade XLPE Aluminium armoured cable(make Gloster/Nicco/Havells) 4 x 16sq mm | BI01010001010000000000000515BI0100001371 | 260 | mtr | 163.62 |  |  | Excess(+) | 1 | Full Conversion | INR | [40 empty] | 42541.2 | 42541.2 | INR Forty Two Thousand Five Hundred & Forty One and Paise Twenty Only | 162 | 163.62
261 | Supply 4' single LED type tube light fitting complete with all acessaries directly on ceiling with HW round block & suitable size of MS fastener (Havells / Crompton, cat no - DIJB12LT8-20, LLT8-20) | BI01010001010000000000000515BI0100001372 | 226 | set | 831.23 |  |  | Excess(+) | 1 | Full Conversion | INR | [40 empty] | 187857.98 | 187857.98 | INR One Lakh Eighty Seven Thousand Eight Hundred & Fifty Seven and Paise Ninety Eight Only | 823 | 831.23
262 | Supply 4' twin LED type tube light fitting complete with all acessaries directly on ceiling with HW round block & suitable size of MS fastener (Havells/ Crompton, cat no - IGP132LT8-16, LLT8-20-865-2) | BI01010001010000000000000515BI0100001373 | 20 | set | 1295.83 |  |  | Excess(+) | 1 | Full Conversion | INR | [40 empty] | 25916.6 | 25916.6 | INR Twenty Five Thousand Nine Hundred & Sixteen and Paise Sixty Only | 1283 | 1295.83
263 | Supply of LED type Bulk Head light fitting (make Havells/Crompton, cat no - LBHP-10-CDL) | BI01010001010000000000000515BI0100001374 | 22 | set | 740.33 |  |  | Excess(+) | 1 | Full Conversion | INR | [40 empty] | 16287.26 | 16287.26 | INR Sixteen Thousand Two Hundred & Eighty Seven and Paise Twenty Six Only | 733 | 740.33
264 | Supply of 1200mm sweep Ceiling Fan (Orient,New Bridge, White) or equivalent as approved by the EIC,complete with all acessaries Incl S/F necy copper flex wire. | BI01010001010000000000000515BI0100001375 | 110 | each | 2232.1 |  |  | Excess(+) | 1 | Full Conversion | INR | [40 empty] | 245531 | 245531 | INR Two Lakh Forty Five Thousand Five Hundred & Thirty One Only | 2210 | 2232.1
265 | Supply of 425 mm (12") sweep heavy duty exhaust fan (EPC/ Crompton) | BI01010001010000000000000515BI0100001376 | 33 | each | 3120.9 |  |  | Excess(+) | 1 | Full Conversion | INR | [40 empty] | 102989.7 | 102989.7 | INR One Lakh Two Thousand Nine Hundred & Eighty Nine and Paise Seventy Only | 3090 | 3120.9
266 | SUPPLY & INSTALLATION OF AC MACHINE Supply & delivery through DGS & D rate contract basic of the following split type AC machines (3 Star rated)(Make Hitachi) complete with indoor outdoor unit & coper refrigerant pipes upto 5 mtr length with synthetic insulation etc. 1.5 TR Split type (3 Star rated) | BI01010001010000000000000515BI0100001377 | 3 | each | 38176.99 |  |  | Excess(+) | 1 | Full Conversion | INR | [40 empty] | 114530.97 | 114530.97 | INR One Lakh Fourteen Thousand Five Hundred & Thirty and Paise Ninety Seven Only | 37799 | 38176.99
267 | Supply & Fixing 240 V, 25 A, Modular type AC m/c starter (Eletron OLP - 3) 4 Module GI Modular type switch board with 4 Module top cover plate flushed in wall incl. S&F switch board and cover plate and making necy. connections with PVC Cu wire and earth continuity wire .(For AC m/c) | BI01010001010000000000000515BI0100001378 | 5 | each | 2272.5 |  |  | Excess(+) | 1 | Full Conversion | INR | [40 empty] | 11362.5 | 11362.5 | INR Eleven Thousand Three Hundred & Sixty Two and Paise Fifty Only | 2250 | 2272.5
268 | Supply & fixing 3W LED night Lamp (Crompton/Philps) for batten light points | BI01010001010000000000000515BI0100001379 | 14 | Set | 171.7 |  |  | Excess(+) | 1 | Full Conversion | INR | [40 empty] | 2403.8 | 2403.8 | INR Two Thousand Four Hundred & Three and Paise Eighty Only | 170 | 171.7
269 | Supply & fixing 11W LED night Lamp (Crompton/Philps) for batten light points | BI01010001010000000000000515BI0100001380 | 22 | Set | 111.1 |  |  | Excess(+) | 1 | Full Conversion | INR | [40 empty] | 2444.2 | 2444.2 | INR Two Thousand Four Hundred & Forty Four and Paise Twenty Only | 110 | 111.1
270 | STREET LIGHT Supply & fixing of 90W LED street light fitting (Make Crompton, cat no - LSTN-90-CDL-A) | BI01010001010000000000000515BI0100001381 | 18 | set | 11425.12 |  |  | Excess(+) | 1 | Full Conversion | INR | [40 empty] | 205652.16 | 205652.16 | INR Two Lakh Five Thousand Six Hundred & Fifty Two and Paise Sixteen Only | 11312 | 11425.12
271 | Supply & fixing of 72 /70 w LED STREET light fitting complete with all accessaries (Make Cromption/havells), cat no -LSTP-72-CDL/cat no. LED757SASYTOPC ) | BI01010001010000000000000515BI0100001382 | 24 | each | 6818.51 |  |  | Excess(+) | 1 | Full Conversion | INR | [40 empty] | 163644.24 | 163644.24 | INR One Lakh Sixty Three Thousand Six Hundred & Forty Four and Paise Twenty Four Only | 6751 | 6818.51
272 | Supply, delivery at site on foundation, commissioning of 25 KVA,415V, 50HZ, 3ph silent new DG Set, comprising of Engine, alternator, Manual Control Panel, Base frame, Fuel tank, Battery, CPCB - II approved Engine & Acoustic Enclosure having following specifications :- (Jackson/Kirloskar/Dee Power/Ashok layland/Mahindra/Koel Green) ENGINE Make :- Cummins / Caterpillar /Greaves /Kirloskar /Koel Green Engine Type : 4 Stroke Diesel Engine RPM : 1500 Rated Output :- 25 KVA Cooling :- Liquid Cooled Cylinder : 4 (Four) Aspiration : Turbo Charged Type of Governer : Electronic Overload Capacity Panel : 10% overload for one hour for every 11 hours continuous running at full load or better. Engine instrumental Panel : Consisting of starting switch with key, Lube Oil Indicator , water temperature Indicatore , RPM indicator and hour meter. Safety Controls : Emergency Stop, Low Lube Oil Pressure warning / Shutdown, High Engine Water Temp. Warning / Shutdown, sensor failure Indicator, Engine over speed indicator, Battery charging and low battery indicator. Exhaust Silencer : Residential Type. Starting System : 12 V. / 24 V. Starting system complete with starter motor, charging alternator with rectifier and Cut-out as per manufacturer standard. (CONTINUED) | BI01010001010000000000000515BI0100001383 | [57 empty] | 1 | Construction of chamber for 100mm sluices valve | item1 | 10 | 1 Nos
273 | Battery : 2 nos Battery with 65 Ah capacity Lead Acid, Low Maintenance or SMF and conforming to relevant IS Specification with Low/ High Battery Voltage and Weak Battery warning.Standard Cooling System 40°C. ALTERNATOR Make: Standard /ABB/Emesson/Crompton Greaves/Kirloskar/Koel Green Rating: 415 V ., 3Ph, 50HZ, 25 KVA, 1500 RPM, 0.8 P.F Type : Brushless, self excited and self regulated Insulation : Class H Protection : Screen - protected drip proof with Min. IP -23 degree of protection. RPM : 1500 Voltage Regulation Grade : VG 3 Winding connection : Star with Neutral Total Distortion factor : Less than 3% Total Harmonic distortion in output waveform : < 5% MANUAL CONTROL PANEL Manual Control Panel incl change over switch and other accessories ACOUSTIC ENCLOSURE The DG set should have integrated acoustic enclosure at the manufacturing state itself. High quality acoustic enclosure must be certified as per CPCB -II norms. BASE FRAME Common iron channel of suitable size fabricated base frame containing the engine and alternator , mounted on AVM pads and having provision for lifting Hook. (CONTINUED) | BI01010001010000000000000515BI0100001384 | [57 empty] | 1 | Construction of chamber for 100mm sluices valve | item1 | 10 | 1 Nos
274 | Copy of "Type Approval Certificate"and Certificates of "COP"must be produced at the time of delivery issued from the competent authority (As per CPCB-II) & submission of test certificates. The entire set must be warrented atleast 24 months from the date of delivery iii) Necessary manufacturer's test certificate for Diesel Engine, Alternator etc. Will have to submit in triplicate copy during delivery of the equipment. iv) Copy of "Type Approval Certificate" and Certificate of "COP" must be produced at the time of delivery issued from competent Authority (As per CPCB - II) | BI01010001010000000000000515BI0100001385 | 1 | set | 393077.86 |  |  | Excess(+) | 1 | Full Conversion | INR | [40 empty] | 393077.86 | 393077.86 | INR Three Lakh Ninety Three Thousand &Seventy Seven and Paise Eighty Six Only | 389186 | 393077.86
275 | Exhaust pipe having required size incl all fixing iron accessories for discharging generator exhaust as per CPCB -II | BI01010001010000000000000515BI0100001386 | 18 | mtr | 3030 |  |  | Excess(+) | 1 | Full Conversion | INR | [40 empty] | 54540 | 54540 | INR Fifty Four Thousand Five Hundred & Forty Only | 3000 | 3030
276 | Installation, testing & commissioning with full fuel tank and R.C.C foundation of the above D.G. set to satisfactory operation | BI01010001010000000000000515BI0100001387 | 1 | item | 30300 |  |  | Excess(+) | 1 | Full Conversion | INR | [40 empty] | 30300 | 30300 | INR Thirty Thousand Three Hundred Only | 30000 | 30300
277 | Supply & installation of one Glow Sign Board of dimension 11.5' x 3.5" on the wall of the building and all internal lighting and Written as S&F cubical shapestructure made by 1''X1'' of 18SWG hollow bar 11.5'x3.5'x5'' depth. S&F 10 nos. hollow bar the structure fabricated by proper welding method and finished as per direction of E.I.C S&F aluminium sheet for covering back side wall. The aluminium sheet fixed on the structure by the all thread screw. S&F of 3mm thick 12'x4' aluminium composite panel(make aludacor) ACP sheet to fixed on the front side of structure & four side cover ACP sheet with proper screw including finishing ball side as per direction of E.I.C the ACP facial should be provided router cutting 6mm laser cutt Acrylic letters 5mm Rising. Letter size as per settable size & inside 3mm Acrylic sheet pasted as per direction of E.I.C. front side 1''x1'' aluminium channel mounting outer peripheri of the ACP board for providing extra support & beautification projected as per the following inscreaption below: the sign board should be fixed at outer wall after making MS structure using MS channel after grouting at wall and mending good the damages by S&F nut bolt washers etc. as per direction of E.I.C. supply, installation, testing & comissioning of 1.5w LED module colour cool white incl. 12v 250w power supply the LED module should be fixed on the board sheet fixed at back side of the ACP facial as per following inscreaption below as per direction of E.I.C. (Continued) | BI01010001010000000000000515BI0100001388 | [57 empty] | 1 | Construction of chamber for 100mm sluices valve | item1 | 10 | 1 Nos
278 | Sign board should be writing asWEST BENGAL POLICE -------------------------------- and logo of W.B.P provide in middle of the top on sign board as per direction of E.I.C LED should cool white in colour, minimum 100000 burning hours, should have similar intensity at every point on the board, should operate satisfactory upto 15 degree centigrade ambient power supply 12v dc 250 watt, voltage 230 VAC +-10% LED should cool white in colour, minimum 100000 burning hours, should have similar intensity at every point on the board, should operate satisfactory upto 15 degree centigrade ambient power supply 12v dc 250 watt, voltage 230 VAC +-10% | BI01010001010000000000000515BI0100001389 | 1 | Item | 118675 |  |  | Excess(+) | 1 | Full Conversion | INR | [40 empty] | 118675 | 118675 | INR One Lakh Eighteen Thousand Six Hundred & Seventy Five Only | 117500 | 118675
279 | Compound Lighting Supply & delevery of 1.1 Kv grade XLPE Aluminium armoured cable(make Gloster/Nicco/Havells) 2 x 6 sq mm | BI01010001010000000000000515BI0100001390 | 200 | mtr | 89.89 |  |  | Excess(+) | 1 | Full Conversion | INR | [40 empty] | 17978 | 17978 | INR Seventeen Thousand Nine Hundred & Seventy Eight Only | 89 | 89.89
280 | Supply & Laying 2X1.5 sq mm unarmoured copper cabale through UG trench (300X300mm) inside garden , as per directio EIC | BI01010001010000000000000515BI0100001391 | 300 | mtr | 126.25 |  |  | Excess(+) | 1 | Full Conversion | INR | [40 empty] | 37875 | 37875 | INR Thirty Seven Thousand Eight Hundred & Seventy Five Only | 125 | 126.25
281 | STREET LIGHT Supply & delivery at site of swaged type steel tubular swan neck type bend pole of over all length 9 m of section (Bottom - 5.00m, Middle - 2.0m, Top - 2.0m) & outside dia & thickness (Bottom- 165.1x4.50, Middle -139.7x4.5, Top - 114.3x3.65) having approx weight of the pole including sole plate 147 Kg. the top end of the pole should be reduced to enable fixing of LED fittings. | BI01010001010000000000000515BI0100001392 | 12 | each | 12619.95 |  |  | Excess(+) | 1 | Full Conversion | INR | [40 empty] | 151439.4 | 151439.4 | INR One Lakh Fifty One Thousand Four Hundred & Thirty Nine and Paise Forty Only | 12495 | 12619.95
282 | Gate light S&F Landscape lighting of crompton(LPTO-40-CDL)or Havells make (CORALPT35WLED757PSMTOPC) | BI01010001010000000000000515BI0100001393 | 2 | set | 7676 |  |  | Excess(+) | 1 | Full Conversion | INR | [40 empty] | 15352 | 15352 | INR Fifteen Thousand Three Hundred & Fifty Two Only | 7600 | 7676
283 | S&F 50mm dai GI pipe (M) 450/500mm in lenth on breack/RCC piller including painting the seam asper direction of EIC | BI01010001010000000000000515BI0100001394 | 2 | set | 454.5 |  |  | Excess(+) | 1 | Full Conversion | INR | [40 empty] | 909 | 909 | INR Nine Hundred & Nine Only | 450 | 454.5
284 | Garden light S&F Landscape light of cropton make (LBLA3-10-CDL) in side garden on RCC muffing as per direction of EIC | BI01010001010000000000000515BI0100001395 | 36 | set | 3161.3 |  |  | Excess(+) | 1 | Full Conversion | INR | [40 empty] | 113806.8 | 113806.8 | INR One Lakh Thirteen Thousand Eight Hundred & Six and Paise Eighty Only | 3130 | 3161.3
285 | S&F of RCC base piller of 3''/4'' dai grouted in the earth aproximate 8'' rigidly and 2'' above earth leval as per direction of EIC | BI01010001010000000000000515BI0100001396 | 36 | set | 303 |  |  | Excess(+) | 1 | Full Conversion | INR | [40 empty] | 10908 | 10908 | INR Ten Thousand Nine Hundred & Eight Only | 300 | 303
286 | Supply & fixing 5Kg Capacity ABC stored pressure type Fire extinguisher with discharge hose & nozzle on wall with suitable iron bracket. including all accessories of approved make. | BI01010001010000000000000515BI0100001397 | 16 | each | 4296.54 |  |  | Excess(+) | 1 | Full Conversion | INR | [40 empty] | 68744.64 | 68744.64 | INR Sixty Eight Thousand Seven Hundred & Forty Four and Paise Sixty Four Only | 4254 | 4296.54
287 | CCTV surveillance system and LAN connectivity Supply and installation of 9U Wall mounted Rack with cooling fan and other relevant accessories.)(make-Valrack/HCL) | BI01010001010000000000000515BI0100001398 | 2 | No | 11428 |  |  | Excess(+) | 1 | Full Conversion | INR | [40 empty] | 22856 | 22856 | INR Twenty Two Thousand Eight Hundred & Fifty Six Only | 11428
288 | 6U Equiment Rack valrack/HCL | BI01010001010000000000000515BI0100001399 | 2 | No | 6596 |  |  | Excess(+) | 1 | Full Conversion | INR | [40 empty] | 13192 | 13192 | INR Thirteen Thousand One Hundred & Ninety Two Only | 6596
289 | Supply of 24Port CAT 6 Patch Panel-1.5mm thickness with Black (RAL9005) color painted,Housing ABS, UL94(Dlink/Molex) | BI01010001010000000000000515BI0100001400 | 2 | No | 4770 |  |  | Excess(+) | 1 | Full Conversion | INR | [40 empty] | 9540 | 9540 | INR Nine Thousand Five Hundred & Forty Only | 4770
290 | Supply and Installation of EPABX System with 8 P&T 16 Extens.(Syntel/Siemens/NEC) | BI01010001010000000000000515BI0100001401 | 1 | Nos | 30500 |  |  | Excess(+) | 1 | Full Conversion | INR | [40 empty] | 30500 | 30500 | INR Thirty Thousand Five Hundred Only | 30500
291 | UTP CAT 6 Patch Cord - 2M(Legrand/Molex/Dlink) | BI01010001010000000000000515BI0100001402 | 50 | Nos | 158 |  |  | Excess(+) | 1 | Full Conversion | INR | [40 empty] | 7900 | 7900 | INR Seven Thousand Nine Hundred Only | 158
292 | Modular CAT6 Information Outletwith back box and 2 module faceplate(Molex/Batton/Dlink) | BI01010001010000000000000515BI0100001403 | 50 | Nos | 490 |  |  | Excess(+) | 1 | Full Conversion | INR | [40 empty] | 24500 | 24500 | INR Twenty Four Thousand Five Hundred Only | 490
293 | TelePhone-set(Beetel/Binatone) | BI01010001010000000000000515BI0100001404 | 20 | Nos | 461 |  |  | Excess(+) | 1 | Full Conversion | INR | [40 empty] | 9220 | 9220 | INR Nine Thousand Two Hundred & Twenty Only | 461
294 | Boss Secretary(1+1) CLIP Telephone set | BI01010001010000000000000515BI0100001405 | 3 | Nos | 3950 |  |  | Excess(+) | 1 | Full Conversion | INR | [40 empty] | 11850 | 11850 | INR Eleven Thousand Eight Hundred & Fifty Only | 3950
295 | Supply installation testing commissioning of TelePhone-set-single push button with caller ID large display-CLI compatible(Beetel/Binatone) | BI01010001010000000000000515BI0100001406 | 5 | Nos | 1315 |  |  | Excess(+) | 1 | Full Conversion | INR | [40 empty] | 6575 | 6575 | INR Six Thousand Five Hundred & Seventy Five Only | 1315
296 | 24 Port 10/1000 Ethernet Unmanaged switch(Dlink/CISCO/Batton/Juniper) | BI01010001010000000000000515BI0100001407 | 2 | No | 7477 |  |  | Excess(+) | 1 | Full Conversion | INR | [40 empty] | 14954 | 14954 | INR Fourteen Thousand Nine Hundred & Fifty Four Only | 7477
297 | UPS - 1KVA (APC/Microtek/Emerson) | BI01010001010000000000000515BI0100001408 | 1 | No | 13315 |  |  | Excess(+) | 1 | Full Conversion | INR | [40 empty] | 13315 | 13315 | INR Thirteen Thousand Three Hundred & Fifteen Only | 13315
298 | UPS - 600VA (APC/Microtek/Emerson) | BI01010001010000000000000515BI0100001409 | 6 | No | 2850 |  |  | Excess(+) | 1 | Full Conversion | INR | [40 empty] | 17100 | 17100 | INR Seventeen Thousand One Hundred Only | 2850
299 | Supplying of Local Area Network cable ( CAT6) (Brand approved by EIC) through PVC conduit embeded in wall | BI01010001010000000000000515BI0100001410 | 2000 | Mtr | 63.55 |  |  | Excess(+) | 1 | Full Conversion | INR | [40 empty] | 127100 | 127100 | INR One Lakh Twenty Seven Thousand One Hundred Only | 63.55
300 | Supply and drawing of of 2 Pair Telephone Cable through pvc conduit embeded in wall(25 mm dia, pvc conduit) | BI01010001010000000000000515BI0100001411 | 2000 | Mtr | 51 |  |  | Excess(+) | 1 | Full Conversion | INR | [40 empty] | 102000 | 102000 | INR One Lakh Two Thousand Only | 51
301 | Supply and laying of 10 Pair telephone cable through pvc conduit embeded in wall(25 mm dia, pvc conduit) | BI01010001010000000000000515BI0100001412 | 1000 | Mtr | 96 |  |  | Excess(+) | 1 | Full Conversion | INR | [40 empty] | 96000 | 96000 | INR Ninety Six Thousand Only | 96
302 | Supply and laying of 20 Pair armoured Telephone cable through pvc conduit embeded in wall(25 mm dia, pvc conduit) | BI01010001010000000000000515BI0100001413 | 1000 | Mtr | 148.8 |  |  | Excess(+) | 1 | Full Conversion | INR | [40 empty] | 148800 | 148800 | INR One Lakh Forty Eight Thousand Eight Hundred Only | 148.8
303 | supply and fixing of 30 pair DB with original krone module-conceiled | BI01010001010000000000000515BI0100001414 | 2 | No | 1150 |  |  | Excess(+) | 1 | Full Conversion | INR | [40 empty] | 2300 | 2300 | INR Two Thousand Three Hundred Only | 1150
304 | supply and fixing of 10 pair DB with original krone module-conceiled | BI01010001010000000000000515BI0100001415 | 5 | No | 750 |  |  | Excess(+) | 1 | Full Conversion | INR | [40 empty] | 3750 | 3750 | INR Three Thousand Seven Hundred & Fifty Only | 750
305 | 16 channel NVR + POE(Honeywell/Bosch/Axis/Pelco/Hikvision ) | BI01010001010000000000000515BI0100001416 | 1 | No | 39640 |  |  | Excess(+) | 1 | Full Conversion | INR | [40 empty] | 39640 | 39640 | INR Thirty Nine Thousand Six Hundred & Forty Only | 39640
306 | 2MP IR Dome Camera-H.264,H.265 (Uniview/Hikvision/Honeywell/Bosch/Dahua ) | BI01010001010000000000000515BI0100001417 | 5 | No | 6290 |  |  | Excess(+) | 1 | Full Conversion | INR | [40 empty] | 31450 | 31450 | INR Thirty One Thousand Four Hundred & Fifty Only | 6290
307 | 2MP IR Bullet Camera(Uniview/Hikvision/Honeywell/Bosch/Dahua ) | BI01010001010000000000000515BI0100001418 | 5 | No | 9204 |  |  | Excess(+) | 1 | Full Conversion | INR | [40 empty] | 46020 | 46020 | INR Forty Six Thousand &Twenty Only | 9204
308 | Surveillance Hard Disk 4 TB WD/Seagate | BI01010001010000000000000515BI0100001419 | 2 | No | 10500 |  |  | Excess(+) | 1 | Full Conversion | INR | [40 empty] | 21000 | 21000 | INR Twenty One Thousand Only | 10500
309 | 18.5" LED Monitor LG/Samsung | BI01010001010000000000000515BI0100001420 | 2 | No | 8200 |  |  | Excess(+) | 1 | Full Conversion | INR | [40 empty] | 16400 | 16400 | INR Sixteen Thousand Four Hundred Only | 8200
310 | 3 Core Power Cable Finolex/Molex | BI01010001010000000000000515BI0100001421 | 1500 | Mtr | 48 |  |  | Excess(+) | 1 | Full Conversion | INR | [40 empty] | 72000 | 72000 | INR Seventy Two Thousand Only | 48
311 | Supply of PVC Conduit(20 mm dia) Reputed make | BI01010001010000000000000515BI0100001422 | 2500 | Mtr | 26 |  |  | Excess(+) | 1 | Full Conversion | INR | [40 empty] | 65000 | 65000 | INR Sixty Five Thousand Only | 26
312 | Network Accessories | BI01010001010000000000000515BI0100001423 | 1 | Lot | 10000 |  |  | Excess(+) | 1 | Full Conversion | INR | [40 empty] | 10000 | 10000 | INR Ten Thousand Only | 10000
313 | Cable laying through pvc conduit embeded in wall , Fixing, Termination & Installation, commissioning Charges | BI01010001010000000000000515BI0100001424 | 1 | Job | 38000 |  |  | Excess(+) | 1 | Full Conversion | INR | [40 empty] | 38000 | 38000 | INR Thirty Eight Thousand Only | 38000
Total in Figures | [51 empty] | 38371455.9736 | 38371455.9736 | INR Three Crore Eighty Three Lakh Seventy One Thousand Four Hundred & Fifty Five and Paise Ninety Seven Only
Quoted Rate in Figures |  |  |  | Select | [47 empty] | 0 | 0 | INR Zero Only
Quoted Rate in Words |  | INR Zero Only
Note on K13: gepadmin: 1. If you choose "Full Conversion" then Column BA (AMOUNT) and Column BB (TAXES) BOTH values will be convert based on selected Currency in (Column L). 2. If you choose "Partial Conversion" then Column BA (AMOUNT) only will be converted based on selected currency (Column L) and Column BB (TAXES) value (INR) will be added to the converted values.
Note on K14: gepadmin: 1. If you choose "Full Conversion" then Column BA (AMOUNT) and Column BB (TAXES) BOTH values will be convert based on selected Currency in (Column L). 2. If you choose "Partial Conversion" then Column BA (AMOUNT) only will be converted based on selected currency (Column L) and Column BB (TAXES) value (INR) will be added to the converted values.
Note on K15: gepadmin: 1. If you choose "Full Conversion" then Column BA (AMOUNT) and Column BB (TAXES) BOTH values will be convert based on selected Currency in (Column L). 2. If you choose "Partial Conversion" then Column BA (AMOUNT) only will be converted based on selected currency (Column L) and Column BB (TAXES) value (INR) will be added to the converted values.
Note on K16: gepadmin: 1. If you choose "Full Conversion" then Column BA (AMOUNT) and Column BB (TAXES) BOTH values will be convert based on selected Currency in (Column L). 2. If you choose "Partial Conversion" then Column BA (AMOUNT) only will be converted based on selected currency (Column L) and Column BB (TAXES) value (INR) will be added to the converted values.
Note on K17: gepadmin: 1. If you choose "Full Conversion" then Column BA (AMOUNT) and Column BB (TAXES) BOTH values will be convert based on selected Currency in (Column L). 2. If you choose "Partial Conversion" then Column BA (AMOUNT) only will be converted based on selected currency (Column L) and Column BB (TAXES) value (INR) will be added to the converted values.
Note on K18: gepadmin: 1. If you choose "Full Conversion" then Column BA (AMOUNT) and Column BB (TAXES) BOTH values will be convert based on selected Currency in (Column L). 2. If you choose "Partial Conversion" then Column BA (AMOUNT) only will be converted based on selected currency (Column L) and Column BB (TAXES) value (INR) will be added to the converted values.
Note on K19: gepadmin: 1. If you choose "Full Conversion" then Column BA (AMOUNT) and Column BB (TAXES) BOTH values will be convert based on selected Currency in (Column L). 2. If you choose "Partial Conversion" then Column BA (AMOUNT) only will be converted based on selected currency (Column L) and Column BB (TAXES) value (INR) will be added to the converted values.
Note on K20: gepadmin: 1. If you choose "Full Conversion" then Column BA (AMOUNT) and Column BB (TAXES) BOTH values will be convert based on selected Currency in (Column L). 2. If you choose "Partial Conversion" then Column BA (AMOUNT) only will be converted based on selected currency (Column L) and Column BB (TAXES) value (INR) will be added to the converted values.
Note on K21: gepadmin: 1. If you choose "Full Conversion" then Column BA (AMOUNT) and Column BB (TAXES) BOTH values will be convert based on selected Currency in (Column L). 2. If you choose "Partial Conversion" then Column BA (AMOUNT) only will be converted based on selected currency (Column L) and Column BB (TAXES) value (INR) will be added to the converted values.
Note on K22: gepadmin: 1. If you choose "Full Conversion" then Column BA (AMOUNT) and Column BB (TAXES) BOTH values will be convert based on selected Currency in (Column L). 2. If you choose "Partial Conversion" then Column BA (AMOUNT) only will be converted based on selected currency (Column L) and Column BB (TAXES) value (INR) will be added to the converted values.
Note on K23: gepadmin: 1. If you choose "Full Conversion" then Column BA (AMOUNT) and Column BB (TAXES) BOTH values will be convert based on selected Currency in (Column L). 2. If you choose "Partial Conversion" then Column BA (AMOUNT) only will be converted based on selected currency (Column L) and Column BB (TAXES) value (INR) will be added to the converted values.
Note on K24: gepadmin: 1. If you choose "Full Conversion" then Column BA (AMOUNT) and Column BB (TAXES) BOTH values will be convert based on selected Currency in (Column L). 2. If you choose "Partial Conversion" then Column BA (AMOUNT) only will be converted based on selected currency (Column L) and Column BB (TAXES) value (INR) will be added to the converted values.
Note on K25: gepadmin: 1. If you choose "Full Conversion" then Column BA (AMOUNT) and Column BB (TAXES) BOTH values will be convert based on selected Currency in (Column L). 2. If you choose "Partial Conversion" then Column BA (AMOUNT) only will be converted based on selected currency (Column L) and Column BB (TAXES) value (INR) will be added to the converted values.
Note on K26: gepadmin: 1. If you choose "Full Conversion" then Column BA (AMOUNT) and Column BB (TAXES) BOTH values will be convert based on selected Currency in (Column L). 2. If you choose "Partial Conversion" then Column BA (AMOUNT) only will be converted based on selected currency (Column L) and Column BB (TAXES) value (INR) will be added to the converted values.
Note on K27: gepadmin: 1. If you choose "Full Conversion" then Column BA (AMOUNT) and Column BB (TAXES) BOTH values will be convert based on selected Currency in (Column L). 2. If you choose "Partial Conversion" then Column BA (AMOUNT) only will be converted based on selected currency (Column L) and Column BB (TAXES) value (INR) will be added to the converted values.
Note on K28: gepadmin: 1. If you choose "Full Conversion" then Column BA (AMOUNT) and Column BB (TAXES) BOTH values will be convert based on selected Currency in (Column L). 2. If you choose "Partial Conversion" then Column BA (AMOUNT) only will be converted based on selected currency (Column L) and Column BB (TAXES) value (INR) will be added to the converted values.
Note on K29: gepadmin: 1. If you choose "Full Conversion" then Column BA (AMOUNT) and Column BB (TAXES) BOTH values will be convert based on selected Currency in (Column L). 2. If you choose "Partial Conversion" then Column BA (AMOUNT) only will be converted based on selected currency (Column L) and Column BB (TAXES) value (INR) will be added to the converted values.
Note on K31: gepadmin: 1. If you choose "Full Conversion" then Column BA (AMOUNT) and Column BB (TAXES) BOTH values will be convert based on selected Currency in (Column L). 2. If you choose "Partial Conversion" then Column BA (AMOUNT) only will be converted based on selected currency (Column L) and Column BB (TAXES) value (INR) will be added to the converted values.
Note on K262: gepadmin: 1. If you choose "Full Conversion" then Column BA (AMOUNT) and Column BB (TAXES) BOTH values will be convert based on selected Currency in (Column L). 2. If you choose "Partial Conversion" then Column BA (AMOUNT) only will be converted based on selected currency (Column L) and Column BB (TAXES) value (INR) will be added to the converted values.
Note on K264: gepadmin: 1. If you choose "Full Conversion" then Column BA (AMOUNT) and Column BB (TAXES) BOTH values will be convert based on selected Currency in (Column L). 2. If you choose "Partial Conversion" then Column BA (AMOUNT) only will be converted based on selected currency (Column L) and Column BB (TAXES) value (INR) will be added to the converted values.
Note on K265: gepadmin: 1. If you choose "Full Conversion" then Column BA (AMOUNT) and Column BB (TAXES) BOTH values will be convert based on selected Currency in (Column L). 2. If you choose "Partial Conversion" then Column BA (AMOUNT) only will be converted based on selected currency (Column L) and Column BB (TAXES) value (INR) will be added to the converted values.
Note on K268: gepadmin: 1. If you choose "Full Conversion" then Column BA (AMOUNT) and Column BB (TAXES) BOTH values will be convert based on selected Currency in (Column L). 2. If you choose "Partial Conversion" then Column BA (AMOUNT) only will be converted based on selected currency (Column L) and Column BB (TAXES) value (INR) will be added to the converted values.
Note on K269: gepadmin: 1. If you choose "Full Conversion" then Column BA (AMOUNT) and Column BB (TAXES) BOTH values will be convert based on selected Currency in (Column L). 2. If you choose "Partial Conversion" then Column BA (AMOUNT) only will be converted based on selected currency (Column L) and Column BB (TAXES) value (INR) will be added to the converted values.
Note on K272: gepadmin: 1. If you choose "Full Conversion" then Column BA (AMOUNT) and Column BB (TAXES) BOTH values will be convert based on selected Currency in (Column L). 2. If you choose "Partial Conversion" then Column BA (AMOUNT) only will be converted based on selected currency (Column L) and Column BB (TAXES) value (INR) will be added to the converted values.
Note on K276: gepadmin: 1. If you choose "Full Conversion" then Column BA (AMOUNT) and Column BB (TAXES) BOTH values will be convert based on selected Currency in (Column L). 2. If you choose "Partial Conversion" then Column BA (AMOUNT) only will be converted based on selected currency (Column L) and Column BB (TAXES) value (INR) will be added to the converted values.
Note on K278: gepadmin: 1. If you choose "Full Conversion" then Column BA (AMOUNT) and Column BB (TAXES) BOTH values will be convert based on selected Currency in (Column L). 2. If you choose "Partial Conversion" then Column BA (AMOUNT) only will be converted based on selected currency (Column L) and Column BB (TAXES) value (INR) will be added to the converted values.
Note on K282: gepadmin: 1. If you choose "Full Conversion" then Column BA (AMOUNT) and Column BB (TAXES) BOTH values will be convert based on selected Currency in (Column L). 2. If you choose "Partial Conversion" then Column BA (AMOUNT) only will be converted based on selected currency (Column L) and Column BB (TAXES) value (INR) will be added to the converted values.
Note on K288: gepadmin: 1. If you choose "Full Conversion" then Column BA (AMOUNT) and Column BB (TAXES) BOTH values will be convert based on selected Currency in (Column L). 2. If you choose "Partial Conversion" then Column BA (AMOUNT) only will be converted based on selected currency (Column L) and Column BB (TAXES) value (INR) will be added to the converted values.
Note on K290: gepadmin: 1. If you choose "Full Conversion" then Column BA (AMOUNT) and Column BB (TAXES) BOTH values will be convert based on selected Currency in (Column L). 2. If you choose "Partial Conversion" then Column BA (AMOUNT) only will be converted based on selected currency (Column L) and Column BB (TAXES) value (INR) will be added to the converted values.
Note on K294: gepadmin: 1. If you choose "Full Conversion" then Column BA (AMOUNT) and Column BB (TAXES) BOTH values will be convert based on selected Currency in (Column L). 2. If you choose "Partial Conversion" then Column BA (AMOUNT) only will be converted based on selected currency (Column L) and Column BB (TAXES) value (INR) will be added to the converted values.
Note on K296: gepadmin: 1. If you choose "Full Conversion" then Column BA (AMOUNT) and Column BB (TAXES) BOTH values will be convert based on selected Currency in (Column L). 2. If you choose "Partial Conversion" then Column BA (AMOUNT) only will be converted based on selected currency (Column L) and Column BB (TAXES) value (INR) will be added to the converted values.
Note on K299: gepadmin: 1. If you choose "Full Conversion" then Column BA (AMOUNT) and Column BB (TAXES) BOTH values will be convert based on selected Currency in (Column L). 2. If you choose "Partial Conversion" then Column BA (AMOUNT) only will be converted based on selected currency (Column L) and Column BB (TAXES) value (INR) will be added to the converted values.
Note on K303: gepadmin: 1. If you choose "Full Conversion" then Column BA (AMOUNT) and Column BB (TAXES) BOTH values will be convert based on selected Currency in (Column L). 2. If you choose "Partial Conversion" then Column BA (AMOUNT) only will be converted based on selected currency (Column L) and Column BB (TAXES) value (INR) will be added to the converted values.
Note on K305: gepadmin: 1. If you choose "Full Conversion" then Column BA (AMOUNT) and Column BB (TAXES) BOTH values will be convert based on selected Currency in (Column L). 2. If you choose "Partial Conversion" then Column BA (AMOUNT) only will be converted based on selected currency (Column L) and Column BB (TAXES) value (INR) will be added to the converted values.
Note on K309: gepadmin: 1. If you choose "Full Conversion" then Column BA (AMOUNT) and Column BB (TAXES) BOTH values will be convert based on selected Currency in (Column L). 2. If you choose "Partial Conversion" then Column BA (AMOUNT) only will be converted based on selected currency (Column L) and Column BB (TAXES) value (INR) will be added to the converted values.
Note on K311: gepadmin: 1. If you choose "Full Conversion" then Column BA (AMOUNT) and Column BB (TAXES) BOTH values will be convert based on selected Currency in (Column L). 2. If you choose "Partial Conversion" then Column BA (AMOUNT) only will be converted based on selected currency (Column L) and Column BB (TAXES) value (INR) will be added to the converted values.
Note on K315: gepadmin: 1. If you choose "Full Conversion" then Column BA (AMOUNT) and Column BB (TAXES) BOTH values will be convert based on selected Currency in (Column L). 2. If you choose "Partial Conversion" then Column BA (AMOUNT) only will be converted based on selected currency (Column L) and Column BB (TAXES) value (INR) will be added to the converted values.
Note on K316: gepadmin: 1. If you choose "Full Conversion" then Column BA (AMOUNT) and Column BB (TAXES) BOTH values will be convert based on selected Currency in (Column L). 2. If you choose "Partial Conversion" then Column BA (AMOUNT) only will be converted based on selected currency (Column L) and Column BB (TAXES) value (INR) will be added to the converted values.
Note on K317: gepadmin: 1. If you choose "Full Conversion" then Column BA (AMOUNT) and Column BB (TAXES) BOTH values will be convert based on selected Currency in (Column L). 2. If you choose "Partial Conversion" then Column BA (AMOUNT) only will be converted based on selected currency (Column L) and Column BB (TAXES) value (INR) will be added to the converted values.
Note on K321: gepadmin: 1. If you choose "Full Conversion" then Column BA (AMOUNT) and Column BB (TAXES) BOTH values will be convert based on selected Currency in (Column L). 2. If you choose "Partial Conversion" then Column BA (AMOUNT) only will be converted based on selected currency (Column L) and Column BB (TAXES) value (INR) will be added to the converted values.
Note on K323: gepadmin: 1. If you choose "Full Conversion" then Column BA (AMOUNT) and Column BB (TAXES) BOTH values will be convert based on selected Currency in (Column L). 2. If you choose "Partial Conversion" then Column BA (AMOUNT) only will be converted based on selected currency (Column L) and Column BB (TAXES) value (INR) will be added to the converted values.
Note on K45: gepadmin: 1. If you choose "Full Conversion" then Column BA (AMOUNT) and Column BB (TAXES) BOTH values will be convert based on selected Currency in (Column L). 2. If you choose "Partial Conversion" then Column BA (AMOUNT) only will be converted based on selected currency (Column L) and Column BB (TAXES) value (INR) will be added to the converted values.
Note on K46: gepadmin: 1. If you choose "Full Conversion" then Column BA (AMOUNT) and Column BB (TAXES) BOTH values will be convert based on selected Currency in (Column L). 2. If you choose "Partial Conversion" then Column BA (AMOUNT) only will be converted based on selected currency (Column L) and Column BB (TAXES) value (INR) will be added to the converted values.
Note on K47: gepadmin: 1. If you choose "Full Conversion" then Column BA (AMOUNT) and Column BB (TAXES) BOTH values will be convert based on selected Currency in (Column L). 2. If you choose "Partial Conversion" then Column BA (AMOUNT) only will be converted based on selected currency (Column L) and Column BB (TAXES) value (INR) will be added to the converted values.
Note on K48: gepadmin: 1. If you choose "Full Conversion" then Column BA (AMOUNT) and Column BB (TAXES) BOTH values will be convert based on selected Currency in (Column L). 2. If you choose "Partial Conversion" then Column BA (AMOUNT) only will be converted based on selected currency (Column L) and Column BB (TAXES) value (INR) will be added to the converted values.
Note on K49: gepadmin: 1. If you choose "Full Conversion" then Column BA (AMOUNT) and Column BB (TAXES) BOTH values will be convert based on selected Currency in (Column L). 2. If you choose "Partial Conversion" then Column BA (AMOUNT) only will be converted based on selected currency (Column L) and Column BB (TAXES) value (INR) will be added to the converted values.
Note on K50: gepadmin: 1. If you choose "Full Conversion" then Column BA (AMOUNT) and Column BB (TAXES) BOTH values will be convert based on selected Currency in (Column L). 2. If you choose "Partial Conversion" then Column BA (AMOUNT) only will be converted based on selected currency (Column L) and Column BB (TAXES) value (INR) will be added to the converted values.
Note on K51: gepadmin: 1. If you choose "Full Conversion" then Column BA (AMOUNT) and Column BB (TAXES) BOTH values will be convert based on selected Currency in (Column L). 2. If you choose "Partial Conversion" then Column BA (AMOUNT) only will be converted based on selected currency (Column L) and Column BB (TAXES) value (INR) will be added to the converted values.
Note on K52: gepadmin: 1. If you choose "Full Conversion" then Column BA (AMOUNT) and Column BB (TAXES) BOTH values will be convert based on selected Currency in (Column L). 2. If you choose "Partial Conversion" then Column BA (AMOUNT) only will be converted based on selected currency (Column L) and Column BB (TAXES) value (INR) will be added to the converted values.
Note on K53: gepadmin: 1. If you choose "Full Conversion" then Column BA (AMOUNT) and Column BB (TAXES) BOTH values will be convert based on selected Currency in (Column L). 2. If you choose "Partial Conversion" then Column BA (AMOUNT) only will be converted based on selected currency (Column L) and Column BB (TAXES) value (INR) will be added to the converted values.
Note on K54: gepadmin: 1. If you choose "Full Conversion" then Column BA (AMOUNT) and Column BB (TAXES) BOTH values will be convert based on selected Currency in (Column L). 2. If you choose "Partial Conversion" then Column BA (AMOUNT) only will be converted based on selected currency (Column L) and Column BB (TAXES) value (INR) will be added to the converted values.
Note on K55: gepadmin: 1. If you choose "Full Conversion" then Column BA (AMOUNT) and Column BB (TAXES) BOTH values will be convert based on selected Currency in (Column L). 2. If you choose "Partial Conversion" then Column BA (AMOUNT) only will be converted based on selected currency (Column L) and Column BB (TAXES) value (INR) will be added to the converted values.
Note on K56: gepadmin: 1. If you choose "Full Conversion" then Column BA (AMOUNT) and Column BB (TAXES) BOTH values will be convert based on selected Currency in (Column L). 2. If you choose "Partial Conversion" then Column BA (AMOUNT) only will be converted based on selected currency (Column L) and Column BB (TAXES) value (INR) will be added to the converted values.
Note on K57: gepadmin: 1. If you choose "Full Conversion" then Column BA (AMOUNT) and Column BB (TAXES) BOTH values will be convert based on selected Currency in (Column L). 2. If you choose "Partial Conversion" then Column BA (AMOUNT) only will be converted based on selected currency (Column L) and Column BB (TAXES) value (INR) will be added to the converted values.
Note on K58: gepadmin: 1. If you choose "Full Conversion" then Column BA (AMOUNT) and Column BB (TAXES) BOTH values will be convert based on selected Currency in (Column L). 2. If you choose "Partial Conversion" then Column BA (AMOUNT) only will be converted based on selected currency (Column L) and Column BB (TAXES) value (INR) will be added to the converted values.
Note on K59: gepadmin: 1. If you choose "Full Conversion" then Column BA (AMOUNT) and Column BB (TAXES) BOTH values will be convert based on selected Currency in (Column L). 2. If you choose "Partial Conversion" then Column BA (AMOUNT) only will be converted based on selected currency (Column L) and Column BB (TAXES) value (INR) will be added to the converted values.
Note on K60: gepadmin: 1. If you choose "Full Conversion" then Column BA (AMOUNT) and Column BB (TAXES) BOTH values will be convert based on selected Currency in (Column L). 2. If you choose "Partial Conversion" then Column BA (AMOUNT) only will be converted based on selected currency (Column L) and Column BB (TAXES) value (INR) will be added to the converted values.
Note on K62: gepadmin: 1. If you choose "Full Conversion" then Column BA (AMOUNT) and Column BB (TAXES) BOTH values will be convert based on selected Currency in (Column L). 2. If you choose "Partial Conversion" then Column BA (AMOUNT) only will be converted based on selected currency (Column L) and Column BB (TAXES) value (INR) will be added to the converted values.
Note on K76: gepadmin: 1. If you choose "Full Conversion" then Column BA (AMOUNT) and Column BB (TAXES) BOTH values will be convert based on selected Currency in (Column L). 2. If you choose "Partial Conversion" then Column BA (AMOUNT) only will be converted based on selected currency (Column L) and Column BB (TAXES) value (INR) will be added to the converted values.
Note on K77: gepadmin: 1. If you choose "Full Conversion" then Column BA (AMOUNT) and Column BB (TAXES) BOTH values will be convert based on selected Currency in (Column L). 2. If you choose "Partial Conversion" then Column BA (AMOUNT) only will be converted based on selected currency (Column L) and Column BB (TAXES) value (INR) will be added to the converted values.
Note on K78: gepadmin: 1. If you choose "Full Conversion" then Column BA (AMOUNT) and Column BB (TAXES) BOTH values will be convert based on selected Currency in (Column L). 2. If you choose "Partial Conversion" then Column BA (AMOUNT) only will be converted based on selected currency (Column L) and Column BB (TAXES) value (INR) will be added to the converted values.
Note on K79: gepadmin: 1. If you choose "Full Conversion" then Column BA (AMOUNT) and Column BB (TAXES) BOTH values will be convert based on selected Currency in (Column L). 2. If you choose "Partial Conversion" then Column BA (AMOUNT) only will be converted based on selected currency (Column L) and Column BB (TAXES) value (INR) will be added to the converted values.
Note on K80: gepadmin: 1. If you choose "Full Conversion" then Column BA (AMOUNT) and Column BB (TAXES) BOTH values will be convert based on selected Currency in (Column L). 2. If you choose "Partial Conversion" then Column BA (AMOUNT) only will be converted based on selected currency (Column L) and Column BB (TAXES) value (INR) will be added to the converted values.
Note on K81: gepadmin: 1. If you choose "Full Conversion" then Column BA (AMOUNT) and Column BB (TAXES) BOTH values will be convert based on selected Currency in (Column L). 2. If you choose "Partial Conversion" then Column BA (AMOUNT) only will be converted based on selected currency (Column L) and Column BB (TAXES) value (INR) will be added to the converted values.
Note on K82: gepadmin: 1. If you choose "Full Conversion" then Column BA (AMOUNT) and Column BB (TAXES) BOTH values will be convert based on selected Currency in (Column L). 2. If you choose "Partial Conversion" then Column BA (AMOUNT) only will be converted based on selected currency (Column L) and Column BB (TAXES) value (INR) will be added to the converted values.
Note on K83: gepadmin: 1. If you choose "Full Conversion" then Column BA (AMOUNT) and Column BB (TAXES) BOTH values will be convert based on selected Currency in (Column L). 2. If you choose "Partial Conversion" then Column BA (AMOUNT) only will be converted based on selected currency (Column L) and Column BB (TAXES) value (INR) will be added to the converted values.
Note on K84: gepadmin: 1. If you choose "Full Conversion" then Column BA (AMOUNT) and Column BB (TAXES) BOTH values will be convert based on selected Currency in (Column L). 2. If you choose "Partial Conversion" then Column BA (AMOUNT) only will be converted based on selected currency (Column L) and Column BB (TAXES) value (INR) will be added to the converted values.
Note on K85: gepadmin: 1. If you choose "Full Conversion" then Column BA (AMOUNT) and Column BB (TAXES) BOTH values will be convert based on selected Currency in (Column L). 2. If you choose "Partial Conversion" then Column BA (AMOUNT) only will be converted based on selected currency (Column L) and Column BB (TAXES) value (INR) will be added to the converted values.
Note on K86: gepadmin: 1. If you choose "Full Conversion" then Column BA (AMOUNT) and Column BB (TAXES) BOTH values will be convert based on selected Currency in (Column L). 2. If you choose "Partial Conversion" then Column BA (AMOUNT) only will be converted based on selected currency (Column L) and Column BB (TAXES) value (INR) will be added to the converted values.
Note on K87: gepadmin: 1. If you choose "Full Conversion" then Column BA (AMOUNT) and Column BB (TAXES) BOTH values will be convert based on selected Currency in (Column L). 2. If you choose "Partial Conversion" then Column BA (AMOUNT) only will be converted based on selected currency (Column L) and Column BB (TAXES) value (INR) will be added to the converted values.
Note on K88: gepadmin: 1. If you choose "Full Conversion" then Column BA (AMOUNT) and Column BB (TAXES) BOTH values will be convert based on selected Currency in (Column L). 2. If you choose "Partial Conversion" then Column BA (AMOUNT) only will be converted based on selected currency (Column L) and Column BB (TAXES) value (INR) will be added to the converted values.
Note on K89: gepadmin: 1. If you choose "Full Conversion" then Column BA (AMOUNT) and Column BB (TAXES) BOTH values will be convert based on selected Currency in (Column L). 2. If you choose "Partial Conversion" then Column BA (AMOUNT) only will be converted based on selected currency (Column L) and Column BB (TAXES) value (INR) will be added to the converted values.
Note on K90: gepadmin: 1. If you choose "Full Conversion" then Column BA (AMOUNT) and Column BB (TAXES) BOTH values will be convert based on selected Currency in (Column L). 2. If you choose "Partial Conversion" then Column BA (AMOUNT) only will be converted based on selected currency (Column L) and Column BB (TAXES) value (INR) will be added to the converted values.
Note on K91: gepadmin: 1. If you choose "Full Conversion" then Column BA (AMOUNT) and Column BB (TAXES) BOTH values will be convert based on selected Currency in (Column L). 2. If you choose "Partial Conversion" then Column BA (AMOUNT) only will be converted based on selected currency (Column L) and Column BB (TAXES) value (INR) will be added to the converted values.
Note on K93: gepadmin: 1. If you choose "Full Conversion" then Column BA (AMOUNT) and Column BB (TAXES) BOTH values will be convert based on selected Currency in (Column L). 2. If you choose "Partial Conversion" then Column BA (AMOUNT) only will be converted based on selected currency (Column L) and Column BB (TAXES) value (INR) will be added to the converted values.
Note on K107: gepadmin: 1. If you choose "Full Conversion" then Column BA (AMOUNT) and Column BB (TAXES) BOTH values will be convert based on selected Currency in (Column L). 2. If you choose "Partial Conversion" then Column BA (AMOUNT) only will be converted based on selected currency (Column L) and Column BB (TAXES) value (INR) will be added to the converted values.
Note on K108: gepadmin: 1. If you choose "Full Conversion" then Column BA (AMOUNT) and Column BB (TAXES) BOTH values will be convert based on selected Currency in (Column L). 2. If you choose "Partial Conversion" then Column BA (AMOUNT) only will be converted based on selected currency (Column L) and Column BB (TAXES) value (INR) will be added to the converted values.
Note on K109: gepadmin: 1. If you choose "Full Conversion" then Column BA (AMOUNT) and Column BB (TAXES) BOTH values will be convert based on selected Currency in (Column L). 2. If you choose "Partial Conversion" then Column BA (AMOUNT) only will be converted based on selected currency (Column L) and Column BB (TAXES) value (INR) will be added to the converted values.
Note on K110: gepadmin: 1. If you choose "Full Conversion" then Column BA (AMOUNT) and Column BB (TAXES) BOTH values will be convert based on selected Currency in (Column L). 2. If you choose "Partial Conversion" then Column BA (AMOUNT) only will be converted based on selected currency (Column L) and Column BB (TAXES) value (INR) will be added to the converted values.
Note on K111: gepadmin: 1. If you choose "Full Conversion" then Column BA (AMOUNT) and Column BB (TAXES) BOTH values will be convert based on selected Currency in (Column L). 2. If you choose "Partial Conversion" then Column BA (AMOUNT) only will be converted based on selected currency (Column L) and Column BB (TAXES) value (INR) will be added to the converted values.
Note on K112: gepadmin: 1. If you choose "Full Conversion" then Column BA (AMOUNT) and Column BB (TAXES) BOTH values will be convert based on selected Currency in (Column L). 2. If you choose "Partial Conversion" then Column BA (AMOUNT) only will be converted based on selected currency (Column L) and Column BB (TAXES) value (INR) will be added to the converted values.
Note on K113: gepadmin: 1. If you choose "Full Conversion" then Column BA (AMOUNT) and Column BB (TAXES) BOTH values will be convert based on selected Currency in (Column L). 2. If you choose "Partial Conversion" then Column BA (AMOUNT) only will be converted based on selected currency (Column L) and Column BB (TAXES) value (INR) will be added to the converted values.
Note on K114: gepadmin: 1. If you choose "Full Conversion" then Column BA (AMOUNT) and Column BB (TAXES) BOTH values will be convert based on selected Currency in (Column L). 2. If you choose "Partial Conversion" then Column BA (AMOUNT) only will be converted based on selected currency (Column L) and Column BB (TAXES) value (INR) will be added to the converted values.
Note on K115: gepadmin: 1. If you choose "Full Conversion" then Column BA (AMOUNT) and Column BB (TAXES) BOTH values will be convert based on selected Currency in (Column L). 2. If you choose "Partial Conversion" then Column BA (AMOUNT) only will be converted based on selected currency (Column L) and Column BB (TAXES) value (INR) will be added to the converted values.
Note on K116: gepadmin: 1. If you choose "Full Conversion" then Column BA (AMOUNT) and Column BB (TAXES) BOTH values will be convert based on selected Currency in (Column L). 2. If you choose "Partial Conversion" then Column BA (AMOUNT) only will be converted based on selected currency (Column L) and Column BB (TAXES) value (INR) will be added to the converted values.
Note on K117: gepadmin: 1. If you choose "Full Conversion" then Column BA (AMOUNT) and Column BB (TAXES) BOTH values will be convert based on selected Currency in (Column L). 2. If you choose "Partial Conversion" then Column BA (AMOUNT) only will be converted based on selected currency (Column L) and Column BB (TAXES) value (INR) will be added to the converted values.
Note on K118: gepadmin: 1. If you choose "Full Conversion" then Column BA (AMOUNT) and Column BB (TAXES) BOTH values will be convert based on selected Currency in (Column L). 2. If you choose "Partial Conversion" then Column BA (AMOUNT) only will be converted based on selected currency (Column L) and Column BB (TAXES) value (INR) will be added to the converted values.
Note on K119: gepadmin: 1. If you choose "Full Conversion" then Column BA (AMOUNT) and Column BB (TAXES) BOTH values will be convert based on selected Currency in (Column L). 2. If you choose "Partial Conversion" then Column BA (AMOUNT) only will be converted based on selected currency (Column L) and Column BB (TAXES) value (INR) will be added to the converted values.
Note on K120: gepadmin: 1. If you choose "Full Conversion" then Column BA (AMOUNT) and Column BB (TAXES) BOTH values will be convert based on selected Currency in (Column L). 2. If you choose "Partial Conversion" then Column BA (AMOUNT) only will be converted based on selected currency (Column L) and Column BB (TAXES) value (INR) will be added to the converted values.
Note on K121: gepadmin: 1. If you choose "Full Conversion" then Column BA (AMOUNT) and Column BB (TAXES) BOTH values will be convert based on selected Currency in (Column L). 2. If you choose "Partial Conversion" then Column BA (AMOUNT) only will be converted based on selected currency (Column L) and Column BB (TAXES) value (INR) will be added to the converted values.
Note on K122: gepadmin: 1. If you choose "Full Conversion" then Column BA (AMOUNT) and Column BB (TAXES) BOTH values will be convert based on selected Currency in (Column L). 2. If you choose "Partial Conversion" then Column BA (AMOUNT) only will be converted based on selected currency (Column L) and Column BB (TAXES) value (INR) will be added to the converted values.
Note on K124: gepadmin: 1. If you choose "Full Conversion" then Column BA (AMOUNT) and Column BB (TAXES) BOTH values will be convert based on selected Currency in (Column L). 2. If you choose "Partial Conversion" then Column BA (AMOUNT) only will be converted based on selected currency (Column L) and Column BB (TAXES) value (INR) will be added to the converted values.
Note on K138: gepadmin: 1. If you choose "Full Conversion" then Column BA (AMOUNT) and Column BB (TAXES) BOTH values will be convert based on selected Currency in (Column L). 2. If you choose "Partial Conversion" then Column BA (AMOUNT) only will be converted based on selected currency (Column L) and Column BB (TAXES) value (INR) will be added to the converted values.
Note on K139: gepadmin: 1. If you choose "Full Conversion" then Column BA (AMOUNT) and Column BB (TAXES) BOTH values will be convert based on selected Currency in (Column L). 2. If you choose "Partial Conversion" then Column BA (AMOUNT) only will be converted based on selected currency (Column L) and Column BB (TAXES) value (INR) will be added to the converted values.
Note on K140: gepadmin: 1. If you choose "Full Conversion" then Column BA (AMOUNT) and Column BB (TAXES) BOTH values will be convert based on selected Currency in (Column L). 2. If you choose "Partial Conversion" then Column BA (AMOUNT) only will be converted based on selected currency (Column L) and Column BB (TAXES) value (INR) will be added to the converted values.
Note on K141: gepadmin: 1. If you choose "Full Conversion" then Column BA (AMOUNT) and Column BB (TAXES) BOTH values will be convert based on selected Currency in (Column L). 2. If you choose "Partial Conversion" then Column BA (AMOUNT) only will be converted based on selected currency (Column L) and Column BB (TAXES) value (INR) will be added to the converted values.
Note on K142: gepadmin: 1. If you choose "Full Conversion" then Column BA (AMOUNT) and Column BB (TAXES) BOTH values will be convert based on selected Currency in (Column L). 2. If you choose "Partial Conversion" then Column BA (AMOUNT) only will be converted based on selected currency (Column L) and Column BB (TAXES) value (INR) will be added to the converted values.
Note on K143: gepadmin: 1. If you choose "Full Conversion" then Column BA (AMOUNT) and Column BB (TAXES) BOTH values will be convert based on selected Currency in (Column L). 2. If you choose "Partial Conversion" then Column BA (AMOUNT) only will be converted based on selected currency (Column L) and Column BB (TAXES) value (INR) will be added to the converted values.
Note on K144: gepadmin: 1. If you choose "Full Conversion" then Column BA (AMOUNT) and Column BB (TAXES) BOTH values will be convert based on selected Currency in (Column L). 2. If you choose "Partial Conversion" then Column BA (AMOUNT) only will be converted based on selected currency (Column L) and Column BB (TAXES) value (INR) will be added to the converted values.
Note on K145: gepadmin: 1. If you choose "Full Conversion" then Column BA (AMOUNT) and Column BB (TAXES) BOTH values will be convert based on selected Currency in (Column L). 2. If you choose "Partial Conversion" then Column BA (AMOUNT) only will be converted based on selected currency (Column L) and Column BB (TAXES) value (INR) will be added to the converted values.
Note on K146: gepadmin: 1. If you choose "Full Conversion" then Column BA (AMOUNT) and Column BB (TAXES) BOTH values will be convert based on selected Currency in (Column L). 2. If you choose "Partial Conversion" then Column BA (AMOUNT) only will be converted based on selected currency (Column L) and Column BB (TAXES) value (INR) will be added to the converted values.
Note on K147: gepadmin: 1. If you choose "Full Conversion" then Column BA (AMOUNT) and Column BB (TAXES) BOTH values will be convert based on selected Currency in (Column L). 2. If you choose "Partial Conversion" then Column BA (AMOUNT) only will be converted based on selected currency (Column L) and Column BB (TAXES) value (INR) will be added to the converted values.
Note on K148: gepadmin: 1. If you choose "Full Conversion" then Column BA (AMOUNT) and Column BB (TAXES) BOTH values will be convert based on selected Currency in (Column L). 2. If you choose "Partial Conversion" then Column BA (AMOUNT) only will be converted based on selected currency (Column L) and Column BB (TAXES) value (INR) will be added to the converted values.
Note on K149: gepadmin: 1. If you choose "Full Conversion" then Column BA (AMOUNT) and Column BB (TAXES) BOTH values will be convert based on selected Currency in (Column L). 2. If you choose "Partial Conversion" then Column BA (AMOUNT) only will be converted based on selected currency (Column L) and Column BB (TAXES) value (INR) will be added to the converted values.
Note on K150: gepadmin: 1. If you choose "Full Conversion" then Column BA (AMOUNT) and Column BB (TAXES) BOTH values will be convert based on selected Currency in (Column L). 2. If you choose "Partial Conversion" then Column BA (AMOUNT) only will be converted based on selected currency (Column L) and Column BB (TAXES) value (INR) will be added to the converted values.
Note on K151: gepadmin: 1. If you choose "Full Conversion" then Column BA (AMOUNT) and Column BB (TAXES) BOTH values will be convert based on selected Currency in (Column L). 2. If you choose "Partial Conversion" then Column BA (AMOUNT) only will be converted based on selected currency (Column L) and Column BB (TAXES) value (INR) will be added to the converted values.
Note on K152: gepadmin: 1. If you choose "Full Conversion" then Column BA (AMOUNT) and Column BB (TAXES) BOTH values will be convert based on selected Currency in (Column L). 2. If you choose "Partial Conversion" then Column BA (AMOUNT) only will be converted based on selected currency (Column L) and Column BB (TAXES) value (INR) will be added to the converted values.
Note on K153: gepadmin: 1. If you choose "Full Conversion" then Column BA (AMOUNT) and Column BB (TAXES) BOTH values will be convert based on selected Currency in (Column L). 2. If you choose "Partial Conversion" then Column BA (AMOUNT) only will be converted based on selected currency (Column L) and Column BB (TAXES) value (INR) will be added to the converted values.
Note on K155: gepadmin: 1. If you choose "Full Conversion" then Column BA (AMOUNT) and Column BB (TAXES) BOTH values will be convert based on selected Currency in (Column L). 2. If you choose "Partial Conversion" then Column BA (AMOUNT) only will be converted based on selected currency (Column L) and Column BB (TAXES) value (INR) will be added to the converted values.
Note on K169: gepadmin: 1. If you choose "Full Conversion" then Column BA (AMOUNT) and Column BB (TAXES) BOTH values will be convert based on selected Currency in (Column L). 2. If you choose "Partial Conversion" then Column BA (AMOUNT) only will be converted based on selected currency (Column L) and Column BB (TAXES) value (INR) will be added to the converted values.
Note on K170: gepadmin: 1. If you choose "Full Conversion" then Column BA (AMOUNT) and Column BB (TAXES) BOTH values will be convert based on selected Currency in (Column L). 2. If you choose "Partial Conversion" then Column BA (AMOUNT) only will be converted based on selected currency (Column L) and Column BB (TAXES) value (INR) will be added to the converted values.
Note on K171: gepadmin: 1. If you choose "Full Conversion" then Column BA (AMOUNT) and Column BB (TAXES) BOTH values will be convert based on selected Currency in (Column L). 2. If you choose "Partial Conversion" then Column BA (AMOUNT) only will be converted based on selected currency (Column L) and Column BB (TAXES) value (INR) will be added to the converted values.
Note on K172: gepadmin: 1. If you choose "Full Conversion" then Column BA (AMOUNT) and Column BB (TAXES) BOTH values will be convert based on selected Currency in (Column L). 2. If you choose "Partial Conversion" then Column BA (AMOUNT) only will be converted based on selected currency (Column L) and Column BB (TAXES) value (INR) will be added to the converted values.
Note on K173: gepadmin: 1. If you choose "Full Conversion" then Column BA (AMOUNT) and Column BB (TAXES) BOTH values will be convert based on selected Currency in (Column L). 2. If you choose "Partial Conversion" then Column BA (AMOUNT) only will be converted based on selected currency (Column L) and Column BB (TAXES) value (INR) will be added to the converted values.
Note on K174: gepadmin: 1. If you choose "Full Conversion" then Column BA (AMOUNT) and Column BB (TAXES) BOTH values will be convert based on selected Currency in (Column L). 2. If you choose "Partial Conversion" then Column BA (AMOUNT) only will be converted based on selected currency (Column L) and Column BB (TAXES) value (INR) will be added to the converted values.
Note on K175: gepadmin: 1. If you choose "Full Conversion" then Column BA (AMOUNT) and Column BB (TAXES) BOTH values will be convert based on selected Currency in (Column L). 2. If you choose "Partial Conversion" then Column BA (AMOUNT) only will be converted based on selected currency (Column L) and Column BB (TAXES) value (INR) will be added to the converted values.
Note on K176: gepadmin: 1. If you choose "Full Conversion" then Column BA (AMOUNT) and Column BB (TAXES) BOTH values will be convert based on selected Currency in (Column L). 2. If you choose "Partial Conversion" then Column BA (AMOUNT) only will be converted based on selected currency (Column L) and Column BB (TAXES) value (INR) will be added to the converted values.
Note on K177: gepadmin: 1. If you choose "Full Conversion" then Column BA (AMOUNT) and Column BB (TAXES) BOTH values will be convert based on selected Currency in (Column L). 2. If you choose "Partial Conversion" then Column BA (AMOUNT) only will be converted based on selected currency (Column L) and Column BB (TAXES) value (INR) will be added to the converted values.
Note on K178: gepadmin: 1. If you choose "Full Conversion" then Column BA (AMOUNT) and Column BB (TAXES) BOTH values will be convert based on selected Currency in (Column L). 2. If you choose "Partial Conversion" then Column BA (AMOUNT) only will be converted based on selected currency (Column L) and Column BB (TAXES) value (INR) will be added to the converted values.
Note on K179: gepadmin: 1. If you choose "Full Conversion" then Column BA (AMOUNT) and Column BB (TAXES) BOTH values will be convert based on selected Currency in (Column L). 2. If you choose "Partial Conversion" then Column BA (AMOUNT) only will be converted based on selected currency (Column L) and Column BB (TAXES) value (INR) will be added to the converted values.
Note on K180: gepadmin: 1. If you choose "Full Conversion" then Column BA (AMOUNT) and Column BB (TAXES) BOTH values will be convert based on selected Currency in (Column L). 2. If you choose "Partial Conversion" then Column BA (AMOUNT) only will be converted based on selected currency (Column L) and Column BB (TAXES) value (INR) will be added to the converted values.
Note on K181: gepadmin: 1. If you choose "Full Conversion" then Column BA (AMOUNT) and Column BB (TAXES) BOTH values will be convert based on selected Currency in (Column L). 2. If you choose "Partial Conversion" then Column BA (AMOUNT) only will be converted based on selected currency (Column L) and Column BB (TAXES) value (INR) will be added to the converted values.
Note on K182: gepadmin: 1. If you choose "Full Conversion" then Column BA (AMOUNT) and Column BB (TAXES) BOTH values will be convert based on selected Currency in (Column L). 2. If you choose "Partial Conversion" then Column BA (AMOUNT) only will be converted based on selected currency (Column L) and Column BB (TAXES) value (INR) will be added to the converted values.
Note on K183: gepadmin: 1. If you choose "Full Conversion" then Column BA (AMOUNT) and Column BB (TAXES) BOTH values will be convert based on selected Currency in (Column L). 2. If you choose "Partial Conversion" then Column BA (AMOUNT) only will be converted based on selected currency (Column L) and Column BB (TAXES) value (INR) will be added to the converted values.
Note on K184: gepadmin: 1. If you choose "Full Conversion" then Column BA (AMOUNT) and Column BB (TAXES) BOTH values will be convert based on selected Currency in (Column L). 2. If you choose "Partial Conversion" then Column BA (AMOUNT) only will be converted based on selected currency (Column L) and Column BB (TAXES) value (INR) will be added to the converted values.
Note on K186: gepadmin: 1. If you choose "Full Conversion" then Column BA (AMOUNT) and Column BB (TAXES) BOTH values will be convert based on selected Currency in (Column L). 2. If you choose "Partial Conversion" then Column BA (AMOUNT) only will be converted based on selected currency (Column L) and Column BB (TAXES) value (INR) will be added to the converted values.
Note on K200: gepadmin: 1. If you choose "Full Conversion" then Column BA (AMOUNT) and Column BB (TAXES) BOTH values will be convert based on selected Currency in (Column L). 2. If you choose "Partial Conversion" then Column BA (AMOUNT) only will be converted based on selected currency (Column L) and Column BB (TAXES) value (INR) will be added to the converted values.
Note on K201: gepadmin: 1. If you choose "Full Conversion" then Column BA (AMOUNT) and Column BB (TAXES) BOTH values will be convert based on selected Currency in (Column L). 2. If you choose "Partial Conversion" then Column BA (AMOUNT) only will be converted based on selected currency (Column L) and Column BB (TAXES) value (INR) will be added to the converted values.
Note on K202: gepadmin: 1. If you choose "Full Conversion" then Column BA (AMOUNT) and Column BB (TAXES) BOTH values will be convert based on selected Currency in (Column L). 2. If you choose "Partial Conversion" then Column BA (AMOUNT) only will be converted based on selected currency (Column L) and Column BB (TAXES) value (INR) will be added to the converted values.
Note on K203: gepadmin: 1. If you choose "Full Conversion" then Column BA (AMOUNT) and Column BB (TAXES) BOTH values will be convert based on selected Currency in (Column L). 2. If you choose "Partial Conversion" then Column BA (AMOUNT) only will be converted based on selected currency (Column L) and Column BB (TAXES) value (INR) will be added to the converted values.
Note on K204: gepadmin: 1. If you choose "Full Conversion" then Column BA (AMOUNT) and Column BB (TAXES) BOTH values will be convert based on selected Currency in (Column L). 2. If you choose "Partial Conversion" then Column BA (AMOUNT) only will be converted based on selected currency (Column L) and Column BB (TAXES) value (INR) will be added to the converted values.
Note on K205: gepadmin: 1. If you choose "Full Conversion" then Column BA (AMOUNT) and Column BB (TAXES) BOTH values will be convert based on selected Currency in (Column L). 2. If you choose "Partial Conversion" then Column BA (AMOUNT) only will be converted based on selected currency (Column L) and Column BB (TAXES) value (INR) will be added to the converted values.
Note on K206: gepadmin: 1. If you choose "Full Conversion" then Column BA (AMOUNT) and Column BB (TAXES) BOTH values will be convert based on selected Currency in (Column L). 2. If you choose "Partial Conversion" then Column BA (AMOUNT) only will be converted based on selected currency (Column L) and Column BB (TAXES) value (INR) will be added to the converted values.
Note on K207: gepadmin: 1. If you choose "Full Conversion" then Column BA (AMOUNT) and Column BB (TAXES) BOTH values will be convert based on selected Currency in (Column L). 2. If you choose "Partial Conversion" then Column BA (AMOUNT) only will be converted based on selected currency (Column L) and Column BB (TAXES) value (INR) will be added to the converted values.
Note on K208: gepadmin: 1. If you choose "Full Conversion" then Column BA (AMOUNT) and Column BB (TAXES) BOTH values will be convert based on selected Currency in (Column L). 2. If you choose "Partial Conversion" then Column BA (AMOUNT) only will be converted based on selected currency (Column L) and Column BB (TAXES) value (INR) will be added to the converted values.
Note on K209: gepadmin: 1. If you choose "Full Conversion" then Column BA (AMOUNT) and Column BB (TAXES) BOTH values will be convert based on selected Currency in (Column L). 2. If you choose "Partial Conversion" then Column BA (AMOUNT) only will be converted based on selected currency (Column L) and Column BB (TAXES) value (INR) will be added to the converted values.
Note on K210: gepadmin: 1. If you choose "Full Conversion" then Column BA (AMOUNT) and Column BB (TAXES) BOTH values will be convert based on selected Currency in (Column L). 2. If you choose "Partial Conversion" then Column BA (AMOUNT) only will be converted based on selected currency (Column L) and Column BB (TAXES) value (INR) will be added to the converted values.
Note on K211: gepadmin: 1. If you choose "Full Conversion" then Column BA (AMOUNT) and Column BB (TAXES) BOTH values will be convert based on selected Currency in (Column L). 2. If you choose "Partial Conversion" then Column BA (AMOUNT) only will be converted based on selected currency (Column L) and Column BB (TAXES) value (INR) will be added to the converted values.
Note on K212: gepadmin: 1. If you choose "Full Conversion" then Column BA (AMOUNT) and Column BB (TAXES) BOTH values will be convert based on selected Currency in (Column L). 2. If you choose "Partial Conversion" then Column BA (AMOUNT) only will be converted based on selected currency (Column L) and Column BB (TAXES) value (INR) will be added to the converted values.
Note on K213: gepadmin: 1. If you choose "Full Conversion" then Column BA (AMOUNT) and Column BB (TAXES) BOTH values will be convert based on selected Currency in (Column L). 2. If you choose "Partial Conversion" then Column BA (AMOUNT) only will be converted based on selected currency (Column L) and Column BB (TAXES) value (INR) will be added to the converted values.
Note on K214: gepadmin: 1. If you choose "Full Conversion" then Column BA (AMOUNT) and Column BB (TAXES) BOTH values will be convert based on selected Currency in (Column L). 2. If you choose "Partial Conversion" then Column BA (AMOUNT) only will be converted based on selected currency (Column L) and Column BB (TAXES) value (INR) will be added to the converted values.
Note on K215: gepadmin: 1. If you choose "Full Conversion" then Column BA (AMOUNT) and Column BB (TAXES) BOTH values will be convert based on selected Currency in (Column L). 2. If you choose "Partial Conversion" then Column BA (AMOUNT) only will be converted based on selected currency (Column L) and Column BB (TAXES) value (INR) will be added to the converted values.
Note on K217: gepadmin: 1. If you choose "Full Conversion" then Column BA (AMOUNT) and Column BB (TAXES) BOTH values will be convert based on selected Currency in (Column L). 2. If you choose "Partial Conversion" then Column BA (AMOUNT) only will be converted based on selected currency (Column L) and Column BB (TAXES) value (INR) will be added to the converted values.
Note on K231: gepadmin: 1. If you choose "Full Conversion" then Column BA (AMOUNT) and Column BB (TAXES) BOTH values will be convert based on selected Currency in (Column L). 2. If you choose "Partial Conversion" then Column BA (AMOUNT) only will be converted based on selected currency (Column L) and Column BB (TAXES) value (INR) will be added to the converted values.
Note on K232: gepadmin: 1. If you choose "Full Conversion" then Column BA (AMOUNT) and Column BB (TAXES) BOTH values will be convert based on selected Currency in (Column L). 2. If you choose "Partial Conversion" then Column BA (AMOUNT) only will be converted based on selected currency (Column L) and Column BB (TAXES) value (INR) will be added to the converted values.
Note on K233: gepadmin: 1. If you choose "Full Conversion" then Column BA (AMOUNT) and Column BB (TAXES) BOTH values will be convert based on selected Currency in (Column L). 2. If you choose "Partial Conversion" then Column BA (AMOUNT) only will be converted based on selected currency (Column L) and Column BB (TAXES) value (INR) will be added to the converted values.
Note on K234: gepadmin: 1. If you choose "Full Conversion" then Column BA (AMOUNT) and Column BB (TAXES) BOTH values will be convert based on selected Currency in (Column L). 2. If you choose "Partial Conversion" then Column BA (AMOUNT) only will be converted based on selected currency (Column L) and Column BB (TAXES) value (INR) will be added to the converted values.
Note on K235: gepadmin: 1. If you choose "Full Conversion" then Column BA (AMOUNT) and Column BB (TAXES) BOTH values will be convert based on selected Currency in (Column L). 2. If you choose "Partial Conversion" then Column BA (AMOUNT) only will be converted based on selected currency (Column L) and Column BB (TAXES) value (INR) will be added to the converted values.
Note on K236: gepadmin: 1. If you choose "Full Conversion" then Column BA (AMOUNT) and Column BB (TAXES) BOTH values will be convert based on selected Currency in (Column L). 2. If you choose "Partial Conversion" then Column BA (AMOUNT) only will be converted based on selected currency (Column L) and Column BB (TAXES) value (INR) will be added to the converted values.
Note on K237: gepadmin: 1. If you choose "Full Conversion" then Column BA (AMOUNT) and Column BB (TAXES) BOTH values will be convert based on selected Currency in (Column L). 2. If you choose "Partial Conversion" then Column BA (AMOUNT) only will be converted based on selected currency (Column L) and Column BB (TAXES) value (INR) will be added to the converted values.
Note on K238: gepadmin: 1. If you choose "Full Conversion" then Column BA (AMOUNT) and Column BB (TAXES) BOTH values will be convert based on selected Currency in (Column L). 2. If you choose "Partial Conversion" then Column BA (AMOUNT) only will be converted based on selected currency (Column L) and Column BB (TAXES) value (INR) will be added to the converted values.
Note on K239: gepadmin: 1. If you choose "Full Conversion" then Column BA (AMOUNT) and Column BB (TAXES) BOTH values will be convert based on selected Currency in (Column L). 2. If you choose "Partial Conversion" then Column BA (AMOUNT) only will be converted based on selected currency (Column L) and Column BB (TAXES) value (INR) will be added to the converted values.
Note on K240: gepadmin: 1. If you choose "Full Conversion" then Column BA (AMOUNT) and Column BB (TAXES) BOTH values will be convert based on selected Currency in (Column L). 2. If you choose "Partial Conversion" then Column BA (AMOUNT) only will be converted based on selected currency (Column L) and Column BB (TAXES) value (INR) will be added to the converted values.
Note on K241: gepadmin: 1. If you choose "Full Conversion" then Column BA (AMOUNT) and Column BB (TAXES) BOTH values will be convert based on selected Currency in (Column L). 2. If you choose "Partial Conversion" then Column BA (AMOUNT) only will be converted based on selected currency (Column L) and Column BB (TAXES) value (INR) will be added to the converted values.
Note on K242: gepadmin: 1. If you choose "Full Conversion" then Column BA (AMOUNT) and Column BB (TAXES) BOTH values will be convert based on selected Currency in (Column L). 2. If you choose "Partial Conversion" then Column BA (AMOUNT) only will be converted based on selected currency (Column L) and Column BB (TAXES) value (INR) will be added to the converted values.
Note on K243: gepadmin: 1. If you choose "Full Conversion" then Column BA (AMOUNT) and Column BB (TAXES) BOTH values will be convert based on selected Currency in (Column L). 2. If you choose "Partial Conversion" then Column BA (AMOUNT) only will be converted based on selected currency (Column L) and Column BB (TAXES) value (INR) will be added to the converted values.
Note on K244: gepadmin: 1. If you choose "Full Conversion" then Column BA (AMOUNT) and Column BB (TAXES) BOTH values will be convert based on selected Currency in (Column L). 2. If you choose "Partial Conversion" then Column BA (AMOUNT) only will be converted based on selected currency (Column L) and Column BB (TAXES) value (INR) will be added to the converted values.
Note on K245: gepadmin: 1. If you choose "Full Conversion" then Column BA (AMOUNT) and Column BB (TAXES) BOTH values will be convert based on selected Currency in (Column L). 2. If you choose "Partial Conversion" then Column BA (AMOUNT) only will be converted based on selected currency (Column L) and Column BB (TAXES) value (INR) will be added to the converted values.
Note on K246: gepadmin: 1. If you choose "Full Conversion" then Column BA (AMOUNT) and Column BB (TAXES) BOTH values will be convert based on selected Currency in (Column L). 2. If you choose "Partial Conversion" then Column BA (AMOUNT) only will be converted based on selected currency (Column L) and Column BB (TAXES) value (INR) will be added to the converted values.
Note on K248: gepadmin: 1. If you choose "Full Conversion" then Column BA (AMOUNT) and Column BB (TAXES) BOTH values will be convert based on selected Currency in (Column L). 2. If you choose "Partial Conversion" then Column BA (AMOUNT) only will be converted based on selected currency (Column L) and Column BB (TAXES) value (INR) will be added to the converted values.
Note on K284: gepadmin: 1. If you choose "Full Conversion" then Column BA (AMOUNT) and Column BB (TAXES) BOTH values will be convert based on selected Currency in (Column L). 2. If you choose "Partial Conversion" then Column BA (AMOUNT) only will be converted based on selected currency (Column L) and Column BB (TAXES) value (INR) will be added to the converted values.
Note on K285: gepadmin: 1. If you choose "Full Conversion" then Column BA (AMOUNT) and Column BB (TAXES) BOTH values will be convert based on selected Currency in (Column L). 2. If you choose "Partial Conversion" then Column BA (AMOUNT) only will be converted based on selected currency (Column L) and Column BB (TAXES) value (INR) will be added to the converted values.
Note on K289: gepadmin: 1. If you choose "Full Conversion" then Column BA (AMOUNT) and Column BB (TAXES) BOTH values will be convert based on selected Currency in (Column L). 2. If you choose "Partial Conversion" then Column BA (AMOUNT) only will be converted based on selected currency (Column L) and Column BB (TAXES) value (INR) will be added to the converted values.

## Macros
Please Enable Macros to View BoQ information